## Sheet1
Business Unit | Dept | Group | OEM | Item Name | Category | Environment | Cost Element | Unit Price in USD | Reqd. Qty | Total Cost in USD | Remarks | t1 | t2 | t3 | t4 | t5 | Approved Qty | Approved Cost in USD | Approval Remarks
AS | ESP-IS | Lab Mgmt | ALL | CCHIL Upgrade with Rack | Lab Equipment |  | MAE | 68400 | 16 | 1094400 | [6 empty] | 16 | 1094400
AS | ESP-IS | Lab Mgmt | ALL | ES4441 | Sub unit of Test System |  | MAE | 39600 | 12 | 475200 | [6 empty] | 12 | 475200
AS | ESP-IS | Lab Mgmt | ALL | Power supply-Delta | Power Supply |  | MAE | 4306.5693 | 20 | 86131.3869 | [6 empty] | 20 | 86131.3869 | to be ordered in 2019 MAE
AS | ESP-IS | Lab Mgmt | ALL | RTPC | PC / Monitor |  | MAE | 1500 | 16 | 24000 | [6 empty] | 16 | 24000 | to be ordered in 2019 MAE
AS | ESP-IS | Lab Mgmt | ALL | CCHIL New System | Lab Equipment |  | MAE | 108000 | 3 | 324000 | Two new systems are planned for Software release test and addional project request. '-1 for VAG (Cob), 1 for Ban | [5 empty] | 2 | 216000
AS | ESP-IS | Lab Mgmt | ALL | Lab PC (i7 processor) | PC / Monitor |  | MAE | 875.9124 | 10 | 8759.1241 | [6 empty] | 10 | 8759.1241
AS | ESP-IS | Lab Mgmt | ALL | Lab PC (i7 processor) | PC / Monitor |  | MAE | 875.9124 | 24 | 21021.8978 | 6 for VAG CSW4SIL, 2 for PSA/REN CCSIL, 4 for DAG (10 Common infra), 2 JOEM, 3 JLR, 1 CEVT | [5 empty] | 24 | 21021.8978
AS | ESP-IS | Lab Mgmt | ALL | High configuration PC for polyspace/Astree | Lab Equipment |  | MAE | 1200 | 3 | 3600 | server/PC for Code analysis tool (2 - VAG, 1- PSA/REN) | [5 empty] | 3 | 3600
AS | ESP-IS | Lab Mgmt | VMC | High performance laptops for VMC SIM | Lab Equipment |  | MAE | 600 | 20 | 12000 | For ESP | [5 empty] | 0 | 0 | Moved to AD VKM Inputs sheet after discussing with Umesh
AS | ESP-IS | Lab Mgmt | ALL | iBooster Wet Test Becnh | Lab Equipment |  | MAE | 24000 | 3 | 72000 | [6 empty] | 0 | 0 | Strategy to use wet bench only in Abstatt
AS | ESP-IS | Lab Mgmt | ALL | Endurance bench setup | Lab Equipment |  | MAE | 30000 | 1 | 30000 | For Plant Interface | [5 empty] | 1 | 30000
AS | ESP-IS | Lab Mgmt | ALL | Net Test Setup (HS+/HSX, vector network -CAN,Flexray box, Vector measurement box, Power supply, Minimum power harness, including software licenses) | Labcar / Test System Accessories |  | Non-MAE | 12000 | 12 | 144000 | only HW bench setup - to be maintained by respective project team Two OTB setup for DNC Platform - Three OTB setup for SGM, Chrysler and Ford - Two OTB setup for VAG, PSA/REN - Two OTB setup for DAG - Two OTB setup for JOEM - One for CEVT | [5 empty] | 7 | 84000 | reduced from 12 to 7 (1 setup per OEM)
AS | ESP-IS | Lab Mgmt | ALL | Oscillscope | Lab Equipment |  | MAE | 8400 | 2 | 16800 | [6 empty] | 1 | 8400 | Oscilloscope with CAN and Flexray signal measurement. One for BAN (JLR requested), one for COB
AS | ESP-IS | Lab Mgmt | ALL | MotSim4 with Cable | Labcar / Test System Accessories |  | Non-MAE | 12000 | 25 | 300000 | [6 empty] | 20 | 240000 | reduced from 25 to 20, as 4 numbers are ordered in 2019
AS | ESH | ESH2 | JLR | FlexRay card-EB5200 | Labcar / Test System Accessories |  | Non-MAE | 6000 | 4 | 24000 | to be consolidated centrally AN d quantity also need to be adjusted | [5 empty] | 4 | 24000
AS | ESH | ESH2 | JLR | VN8970 FR/CAN/LIN Interface | Measurement Module |  | Non-MAE | 2244.0292 | 4 | 8976.1168 | to be consolidated centrally AN d quantity also need to be adjusted, For additional 4 JLR IPB setups. Currently we are using VN7600 Flexray Interface. | [5 empty] | 4 | 8976.1168
AS | ESH | ESH2 | JLR | Oscilloscope | Oscilloscope |  | MAE | 7299.2701 | 1 | 7299.2701 | Oscilloscope with CAN and Flexray signal measurement | [5 empty] | 0 | 0 | considered in Lab Mgmt team planning centrally
AS | ESH | ESH2 | JLR | MotSim with cable | Sub unit of Test System |  | MAE | 5040 | 4 | 20160 | For additional 4 JLR IPB setups. | [5 empty] | 0 | 0 | Planned by lab Mgmt Team
AS | ESH | ESH2 | JLR | HSx | Measurement Module |  | Non-MAE | 3615.6 | 4 | 14462.4 | For additional 4 JLR IPB setups. | [5 empty] | 1 | 3615.6 | considered in Lab Mgmt team planning centrally
AS | ESH | ESH2 | JLR | VH6501 | Measurement Module |  | Non-MAE | 3649.635 | 4 | 14598.5401 | CAN Disturbance tool, problem in 2019 to get this tool from lab Mgt. | [5 empty] | 4 | 14598.5401
AS | ESP-IS | ESP-IS2 | DNF | Renesas E2 debugger | Labcar / Test System Accessories |  | Non-MAE | 218.9781 | 1 | 218.9781 | [6 empty] | 1 | 218.9781
AS | ESP-IS | ESP-IS2 | DNF | Breakout box 16 and 18 pin for 2WP | Labcar / Test System Accessories |  | Non-MAE | 3000 | 1 | 3000 | 2WP DNF investigations | [5 empty] | 1 | 3000
AS | ESP-IS | ESP-IS2 | DNF | Renesas base board and piggy board for D7ED | Labcar / Test System Accessories |  | Non-MAE | 1800 | 1 | 1800 | [6 empty] | 1 | 1800
AS | ESP-IS | ESP-IS2 | DNF | Harness-46 pin Gen 9.3 - AECU - ET | ECU Wiring Harness |  | Non-MAE | 2400 | 1 | 2400 | [6 empty] | 1 | 2400
AS | ESP-IS | ESP-IS1&2 | HSW | cs990 asic | Labcar / Test System Accessories |  | Non-MAE | 292.8 | 6 | 1756.8 | FQT and ePSW testing | [5 empty] | 6 | 1756.8
AS | ESP-IS | ESP-IS1&2 | HSW | apbmi adaptor | Labcar / Test System Accessories |  | Non-MAE | 120 | 1 | 120 | Accessaries for lab | [5 empty] | 1 | 120
AS | ESP-IS | ESP-IS1&2 | HSW | Consumables like Patch cords,Bananapins, soldering related, HW Tools Harness related, Label printing cartridge, Test Jigs, Accessories like Cables, wires small connectors,Resistors,Transistors,Breadboards,General purpose PCB, PCMCIA i/f card | Lab Miscellaneous |  | Non-MAE | 18000 | 1 | 18000 | 1-D7ED Dev board for uC and RBTEX team | [5 empty] | 0 | 0 | Planned with Lab Mgmt
AS | ESP-IS | ESP-IS1&2 | HSW | Endurance bench setup | Lab Equipment |  | MAE | 30000 | 1 | 30000 | For vPSW testing - Important, for vPSW SW quality | [5 empty] | 1 | 30000
AS | ESP-IS | ESP-IS1&2 | HSW | Breakout Box-154 pin | Labcar / Test System Accessories |  | Non-MAE | 3072 | 1 | 3072 | For vPSW testing | [5 empty] | 1 | 3072
AS | ESP-IS | ESP-IS1&2 | HSW | Breakout Box-38 pin | Labcar / Test System Accessories |  | Non-MAE | 2277.6 | 1 | 2277.6 | For vPSW testing | [5 empty] | 1 | 2277.6
AS | ESP-IS | ESP-IS1&2 | HSW | Breakout Box-46 pin | Labcar / Test System Accessories |  | Non-MAE | 2451.6 | 1 | 2451.6 | For vPSW testing | [5 empty] | 1 | 2451.6
AS | ESP-IS | ESP-IS1&2 | HSW | Breakout Box-88 pin | Labcar / Test System Accessories |  | Non-MAE | 1396.8 | 1 | 1396.8 | For vPSW testing | [5 empty] | 1 | 1396.8
AS | ESP-IS | ESP-IS1&2 | HSW | CAN FD - RTPC-IB600 | Labcar / Test System Accessories |  | Non-MAE | 1440 | 1 | 1440 | [6 empty] | 1 | 1440
AS | ESP-IS | ESP-IS1&2 | HSW | Canalyzer | CANalyser |  | Software | 2364 | 1 | 2364 | Can this be taken care centraly? HSW utilisation may be ~30% | [5 empty] | 1 | 2364
AS | ESP-IS | ESP-IS1&2 | HSW | CanCase XL | Labcar / Test System Accessories |  | Non-MAE | 840 | 1 | 840 | Can this be taken care centraly? HSW utilisation may be ~30% | [5 empty] | 1 | 840
AS | ESP-IS | ESP-IS1&2 | HSW | Controller Boards-Gen 9.3 | Labcar / Test System Accessories |  | Non-MAE | 1200 | 12 | 14400 | D7,D7ED,D6, D2, D3, D4, ..etc | [5 empty] | 12 | 14400
AS | ESP-IS | ESP-IS1&2 | HSW | Decade Capacitance Box | Labcar / Test System Accessories |  | Non-MAE | 90 | 2 | 180 | Can this be taken care centraly? HSW utilisation may be ~30% | [5 empty] | 2 | 180
AS | ESP-IS | ESP-IS1&2 | HSW | Decade Resistance Box | Labcar / Test System Accessories |  | Non-MAE | 90 | 2 | 180 | Can this be taken care centraly? HSW utilisation may be ~30% | [5 empty] | 2 | 180
AS | ESP-IS | ESP-IS1&2 | HSW | Failure Simulation Box-IB2 | Labcar / Test System Accessories |  | Non-MAE | 3072 | 1 | 3072 | [6 empty] | 1 | 3072
AS | ESP-IS | ESP-IS1&2 | HSW | Failure Simulation Box-IPB | Labcar / Test System Accessories |  | Non-MAE | 3300 | 1 | 3300 | [6 empty] | 1 | 3300
AS | ESP-IS | ESP-IS1&2 | HSW | GIO APB add-on card Module | Labcar / Test System Accessories |  | Non-MAE | 600 | 1 | 600 | [6 empty] | 1 | 600
AS | ESP-IS | ESP-IS1&2 | HSW | Harness-154 pin Gen 9.3 - Emu - ET | ECU Wiring Harness |  | Non-MAE | 5400 | 1 | 5400 | [6 empty] | 1 | 5400
AS | ESP-IS | ESP-IS1&2 | HSW | Harness-154 pin Gen 9.3 - Emu - iB2 | ECU Wiring Harness |  | Non-MAE | 2400 | 1 | 2400 | For EI7020 with APB | [5 empty] | 1 | 2400
AS | ESP-IS | ESP-IS1&2 | HSW | Harness-154 pin Gen 9.3 - Emu - IPB | ECU Wiring Harness |  | Non-MAE | 2400 | 1 | 2400 | For EP7020 or EP7010 | [5 empty] | 1 | 2400
AS | ESP-IS | ESP-IS1&2 | HSW | hs+ | Measurement Module |  | Non-MAE | 660 | 2 | 1320 | Can this be taken care centraly? HSW utilisation may be ~30% | [5 empty] | 1 | 660 | considered in Lab Mgmt team planning centrally
AS | ESP-IS | ESP-IS1&2 | HSW | hsx | Measurement Module |  | Non-MAE | 3615.6 | 2 | 7231.2 | Can this be taken care centraly? HSW utilisation may be ~30% | [5 empty] | 1 | 3615.6 | considered in Lab Mgmt team planning centrally
AS | ESP-IS | ESP-IS1&2 | HSW | IIS MM8 real sensor box | Sensor Module |  | Non-MAE | 360 | 1 | 360 | [6 empty] | 1 | 360
AS | ESP-IS | ESP-IS1&2 | HSW | IIS_MM8_SIM box | Sensor Module |  | Non-MAE | 1320 | 1 | 1320 | SMI850 | [5 empty] | 1 | 1320
AS | ESP-IS | ESP-IS1&2 | HSW | JTAG-Reneas for Gen 9.3 | Flashing Tool HW |  | Non-MAE | 600 | 1 | 600 | [6 empty] | 1 | 600
AS | ESP-IS | ESP-IS1&2 | HSW | Multimeter | Lab Equipment |  | MAE | 360 | 2 | 720 | Can this be taken care centraly? HSW utilisation may be ~30% | [5 empty] | 1 | 360 | reduced to 1 due to budget challenge
AS | ESP-IS | ESP-IS1&2 | HSW | Power supply-12V,5A | Power Supply |  | MAE | 131.3869 | 2 | 262.7737 | Can this be taken care centraly? HSW utilisation may be ~30% | [5 empty] | 0 | 0 | considered in Lab Mgmt team planning centrally
AS | ESP-IS | ESP-IS1&2 | HSW | vx1132 | Measurement Module |  | Non-MAE | 5130 | 2 | 10260 | Can this be taken care centraly? HSW utilisation may be ~30% | [5 empty] | 0 | 0 | considered in Lab Mgmt team planning centrally
AS | ESP-IS | ESP-IS1&2 | HSW | AMC Votsch VTS 7004, VTS 7011-5-Lab equipment AMC | Lab Miscellaneous |  | Non-MAE | 2400 | 1 | 2400 | AMC | [5 empty] | 1 | 2400
AS | ESP-IS | ESP-IS2 | PI | Reprog cable-18 pin | Interface Cable |  | Non-MAE | 1200 | 2 | 2400 | For Plant Interface team - Prokist test | [5 empty] | 2 | 2400
AS | ESP-IS | ESP-IS2 | PI | HU Adapter | Measurement Module |  | Non-MAE | 873.6 | 4 | 3494.4 | For Plant Interface team - Prokist test | [5 empty] | 4 | 3494.4
AS | ESP-IS | ESP-IS2 | PI | MKS Licence | MKS |  | Software | 1560 | 1 | 1560 | SW licence AMC | [5 empty] | 1 | 1560
AS | ESP-IS | ESP-IS2 | PI | Prokist cable-18 pin | Interface Cable |  | Non-MAE | 1200 | 1 | 1200 | For Plant Interface team - Prokist test | [5 empty] | 1 | 1200
AS | ESP-IS | ESP-IS2 | PI | Prokist cable-26 pin | Interface Cable |  | Non-MAE | 1200 | 1 | 1200 | For Plant Interface team - Prokist test | [5 empty] | 1 | 1200
AS | ESP-IS | ESP-IS2 | PI | Prokist cable-38 pin | Interface Cable |  | Non-MAE | 1200 | 2 | 2400 | For Plant Interface team - Prokist test | [5 empty] | 2 | 2400
AS | ESP-IS | ESP-IS2 | PI | Prokist cable-46 pin | Interface Cable |  | Non-MAE | 1200 | 3 | 3600 | For Plant Interface team - Prokist test | [5 empty] | 3 | 3600
AS | ESP-IS | ESP-IS2 | PI | Prokist Y cable-Emu | Interface Cable |  | Non-MAE | 1200 | 1 | 1200 | For Plant Interface team - Prokist test | [5 empty] | 1 | 1200
AS | ESP-IS | ESP-IS2 | PI | Prokist Y cable-IPB | Interface Cable |  | Non-MAE | 1200 | 2 | 2400 | For Plant Interface team - Prokist test | [5 empty] | 2 | 2400
AS | ESP-IS | ESP-IS2 | PI | Reprog cable-26 pin | Interface Cable |  | Non-MAE | 1200 | 2 | 2400 | For Plant Interface team - Prokist test | [5 empty] | 2 | 2400
AS | ESP-IS | ESP-IS2 | PI | Reprog cable-46 pin | Interface Cable |  | Non-MAE | 1200 | 2 | 2400 | For Plant Interface team - Prokist test | [5 empty] | 2 | 2400
AS | ESP-IS | ESP-IS2 | PI | Reprog cable-38 pin | Interface Cable |  | Non-MAE | 1200 | 2 | 2400 | For Plant Interface team - Prokist test | [5 empty] | 2 | 2400
AS | ESP-IS | ESP-IS2 | PI | Reprog cable-46 pin | Interface Cable |  | Non-MAE | 1200 | 2 | 2400 | For Plant Interface team - Prokist test | [5 empty] | 2 | 2400
AS | ESP-IS | ESP-IS2 | PI | Reprog cable-88 pin | Interface Cable |  | Non-MAE | 1200 | 2 | 2400 | For Plant Interface team - Prokist test | [5 empty] | 2 | 2400
AS | ESP-IS | ESP-IS2 | PI | Reprog cable-88 pin | Interface Cable |  | Non-MAE | 1200 | 2 | 2400 | For Plant Interface team - Prokist test | [5 empty] | 2 | 2400
AS | ESP-IS | ESP-IS2 | PI | Reprog cable-iB2 | Interface Cable |  | Non-MAE | 1200 | 2 | 2400 | For Plant Interface team - Prokist test | [5 empty] | 2 | 2400
AS | ESP-IS | ESP-IS2 | PI | Reprog cable-IPB | Interface Cable |  | Non-MAE | 1200 | 2 | 2400 | For Plant Interface team - Prokist test | [5 empty] | 2 | 2400
AS | ESP-IS | ESP-IS1 | HSW | LAUTERBACH J-TAG DEBUGGER-7692 | Flashing Tool HW |  | Non-MAE | 7220 | 1 | 7220 | For HSW uC team | [5 empty] | 1 | 7220
AS | ESN | ESN5 | GM IPB | Failure Simulation Box-IPB |  |  | Non-MAE | 3300 | 2 | 6600 | [6 empty] | 2 | 6600
AS | ESN | ESN5 | GM IPB | CANoe |  |  | Software | 8864.4 | 2 | 17728.8 | with CAN FD | [5 empty] | 2 | 17728.8
AS | ESN | ESN6 | WCC | Canalyzer |  |  | Software | 2364 | 1 | 2364 | with CAN FD | [5 empty] | 1 | 2364
AS | ESN | ESN6 | Ford | CANoe |  |  | Software | 8864.4 | 1 | 8864.4 | Minibench setup | [5 empty] | 1 | 8864.4
AS | ESN | ESN6 | Ford | Breakout Box-88 pin | Labcar / Test System Accessories |  | Non-MAE | 1396.8 | 2 | 2793.6 | [6 empty] | 2 | 2793.6
AS | ESN | ESN5 | GM IPB | Breakout Box-154 pin | Labcar / Test System Accessories |  | Non-MAE | 3072 | 2 | 6144 | [6 empty] | 2 | 6144
AS | ESN | ESN6 | Fiat | Canalyzer | CANalyser |  | Software | 2364 | 1 | 2364 | [6 empty] | 1 | 2364
AS | ESN | ESN6 | Fiat | Breakout Box-88 pin | Labcar / Test System Accessories |  | Non-MAE | 1396.8 | 1 | 1396.8 | [6 empty] | 1 | 1396.8
AS | ESN | ESN6 | Fiat | VH6501 | Measurement Module |  | Non-MAE | 3649.635 | 1 | 3649.635 | CAN Stress tool | [5 empty] | 1 | 3649.635
AS | ESN | ESN6 | Fiat | Harness-88 pin Gen 9 - Emu - ET | ECU Wiring Harness |  | Non-MAE | 2400 | 2 | 4800 | Fiat Gen9 - ET (with and without APBMi) | [5 empty] | 2 | 4800
AS | ESN | ESN6 | Fiat | Harness-38 pin Gen 9 - AECU - ET | ECU Wiring Harness |  | Non-MAE | 3000 | 1 | 3000 | Fiat Gen9 - ET | [5 empty] | 1 | 3000
AS | ESN | ESN6 | FCA | Controller Boards-Gen 9.3 | Labcar / Test System Accessories |  | Non-MAE | 1200 | 5 | 6000 | D3- 2; D5-3 | [5 empty] | 5 | 6000
AS | ESN | ESN6 | Fiat | Harness-154 pin Gen 9.3 - Emu - ET | ECU Wiring Harness |  | Non-MAE | 5400 | 1 | 5400 | Fiat and Chrysler 9.3 EMU Harness | [5 empty] | 1 | 5400
AS | ESN | ESN6 | Chrysler | Canalyzer | CANalyser |  | Software | 2364 | 1 | 2364 | Minibench setup | [5 empty] | 1 | 2364
AS | ESN | ESN6 | Chrysler | Power supply-ETAS | Power Supply |  | MAE | 1800 | 1 | 1800 | Minibench setup | [5 empty] | 0 | 0 | considered in Lab Mgmt team planning centrally
AS | ESN | ESN6 | Chrysler | HS+ | Measurement Module |  | Non-MAE | 660 | 1 | 660 | Minibench setup | [5 empty] | 0 | 0 | considered in Lab Mgmt team planning centrally
AS | ESN | ESN6 | Chrysler | VX1060 XCP measurement Interface | Measurement Module |  | Non-MAE | 2230.9489 | 1 | 2230.9489 | Minibench setup (Measurement VX1161) | [5 empty] | 0 | 0 | considered in Lab Mgmt team planning centrally
AS | ESN | ESN6 | Ford | Harness-88 pin Gen 9 - Emu - ET | ECU Wiring Harness |  | Non-MAE | 2400 | 1 | 2400 | Gen9 | [5 empty] | 1 | 2400
AS | ESN | ESN6 | Ford | CANoe | CANoe |  | Software | 8864.4 | 1 | 8864.4 | Gen9 | [5 empty] | 1 | 8864.4
AS | ESN | ESN6 | Ford | Canalyzer | CANalyser |  | Software | 2364 | 1 | 2364 | [6 empty] | 1 | 2364
AS | ESN | ESN6 | Ford | Power supply-ETAS | Power Supply |  | MAE | 1800 | 1 | 1800 | Minibench setup | [5 empty] | 0 | 0 | considered in Lab Mgmt team planning centrally
AS | ESN | ESN6 | Ford | HS+ | Measurement Module |  | Non-MAE | 660 | 1 | 660 | Minibench setup | [5 empty] | 0 | 0 | considered in Lab Mgmt team planning centrally
AS | ESN | ESN6 | Ford | VX1060 XCP measurement Interface | Measurement Module |  | Non-MAE | 2230.9489 | 1 | 2230.9489 | Minibench setup | [5 empty] | 0 | 0 | considered in Lab Mgmt team planning centrally
AS | ESN | ESN6 | Ford | CanCase XL | Labcar / Test System Accessories |  | Non-MAE | 840 | 1 | 840 | Minibench setup | [5 empty] | 1 | 840
AS | ESN | ESN6 | Fiat | CanCase XL | Labcar / Test System Accessories |  | Non-MAE | 840 | 1 | 840 | [6 empty] | 1 | 840
AS | ESN | ESN6 | Chrysler | CanCase XL | Labcar / Test System Accessories |  | Non-MAE | 840 | 1 | 840 | [6 empty] | 1 | 840
AS | ESN | ESN6 | Ford | Harness-38 pin Gen 9 - AECU - ET | ECU Wiring Harness |  | Non-MAE | 3000 | 2 | 6000 | with APBMi and without APBMi | [5 empty] | 2 | 6000
AS | ESN | ESN6 | Ford | Controller Boards-Gen 9.3 | Labcar / Test System Accessories |  | Non-MAE | 1200 | 5 | 6000 | D3-2; D5-3 | [5 empty] | 5 | 6000
AS | ESN | ESN6 | Ford | VX1060 XCP measurement Interface | Measurement Module |  | Non-MAE | 2230.9489 | 4 | 8923.7956 | Measurement POD (inside EMU) | [5 empty] | 0 | 0 | considered in Lab Mgmt team planning centrally
AS | ESN | ESN5 | GM IPB | Controller Boards-Gen 9.3 | Labcar / Test System Accessories |  | Non-MAE | 1200 | 5 | 6000 | D4, D5 for IPB | [5 empty] | 5 | 6000
AS | ESN | ESN5 | GM IPB | CanCase XL | Labcar / Test System Accessories |  | Non-MAE | 840 | 3 | 2520 | [6 empty] | 3 | 2520
AS | ESN | ESN5 | GM IPB | Power supply-ETAS | Power Supply |  | MAE | 1800 | 1 | 1800 | Minibench for IPB, CMP | [5 empty] | 0 | 0 | considered in Lab Mgmt team planning centrally
AS | ESN | ESN5 | GM IPB | HS+ | Measurement Module |  | Non-MAE | 660 | 1 | 660 | Minibench for IPB, CMP | [5 empty] | 0 | 0 | considered in Lab Mgmt team planning centrally
AS | ESN | ESN5 | GM IPB | VX1060 XCP measurement Interface | Measurement Module |  | Non-MAE | 2230.9489 | 1 | 2230.9489 | Minibench for IPB, CMP | [5 empty] | 0 | 0 | considered in Lab Mgmt team planning centrally
AS | ESN | ESN5 | GM IPB | CanCase XL | Labcar / Test System Accessories |  | Non-MAE | 840 | 1 | 840 | Minibench for IPB, CMP | [5 empty] | 1 | 840
AS | ESN | ESN5 | GM IPB | Harness-154 pin Gen 9.3 - Emu - IPB | ECU Wiring Harness |  | Non-MAE | 2400 | 2 | 4800 | IPB1.1 | [5 empty] | 2 | 4800
AS | ESN | ESN5 | GM IPB | Harness-46 pin Gen 9.3 - AECU - IPB | ECU Wiring Harness |  | Non-MAE | 2400 | 1 | 2400 | IPB1.1 | [5 empty] | 1 | 2400
AS | ESN | ESN5 | GM | CCHIL New System | Lab Equipment |  | MAE | 108000 | 1 | 108000 | Simulation Setup for GM projects (70,000 EUR) | [5 empty] | 0 | 0 | considered in Lab Mgmt team planning centrally
AS | ESN | ESN5 | GM IPB | MotSim4 with Cable | Labcar / Test System Accessories |  | Non-MAE | 12000 | 2 | 24000 | Replacement for wet bench | [5 empty] | 0 | 0 | Planned by lab Mgmt Team
AS | ESN | ESN5 | GM IPB | CS990 ASIC | Labcar / Test System Accessories |  | Non-MAE | 292.8 | 2 | 585.6 | [6 empty] | 2 | 585.6
AS | ESN | ESN5 | SGM | CS990 ASIC | Labcar / Test System Accessories |  | Non-MAE | 292.8 | 2 | 585.6 | [6 empty] | 2 | 585.6
AS | ESN | ESN5 | SGM | Needle Bed Adaptor | Labcar / Test System Accessories |  | Non-MAE | 1.2 | 2 | 2.4 | [6 empty] | 2 | 2.4
AS | ESN | ESN5 | SGM | JTAG-Reneas for Gen 9.3 | Flashing Tool HW |  | Non-MAE | 600 | 1 | 600 | [6 empty] | 1 | 600
AS | ESN | ESN5 | SGM | MotSim with cable | Sub unit of Test System |  | MAE | 5040 | 1 | 5040 | [6 empty] | 0 | 0 | Planned by lab Mgmt Team
AS | ESN | ESN5 | SGM | Power supply-Toellner | Power Supply |  | MAE | 3540 | 1 | 3540 | [6 empty] | 0 | 0 | considered in Lab Mgmt team planning centrally
AS | ESN | ESN5 | SGM | VN1630A CAN/LIN Interface | Measurement Module |  | Non-MAE | 860 | 1 | 860 | with 4 Channel CAN-FD | [5 empty] | 0 | 0 | considered in Lab Mgmt team planning centrally
AS | ESN | ESN5 | SGM | Canoe option.Diva | CANoe |  | Software | 4887.2701 | 1 | 4887.2701 | [6 empty] | 1 | 4887.2701
AS | ESN | ESN5 | SGM | Decade Resistance Box | Labcar / Test System Accessories |  | Non-MAE | 90 | 2 | 180 | [6 empty] | 2 | 180
AS | ESN | ESN5 | SGM | VX1132C XCP measurement Interface (GEN 5) | Measurement Module |  | Non-MAE | 2780.9912 | 2 | 5561.9824 | with CAN-FD | [5 empty] | 0 | 0 | considered in Lab Mgmt team planning centrally
AS | ESN | ESN5 | SGM | 120 Ohms Connector | Labcar / Test System Accessories |  | Non-MAE | 18 | 6 | 108 | [6 empty] | 6 | 108
AS | ESN | ESN5 | SGM | Patch Cords-Accessories | Labcar / Test System Accessories |  | Non-MAE | 2.4 | 40 | 96 | [6 empty] | 40 | 96
AS | ESN | ESN5 | SGM | HS+ | Measurement Module |  | Non-MAE | 660 | 1 | 660 | [6 empty] | 0 | 0 | considered in Lab Mgmt team planning centrally
AS | ESN | ESN5 | SGM | Breakout Box-154 pin | Labcar / Test System Accessories |  | Non-MAE | 3072 | 2 | 6144 | [6 empty] | 2 | 6144
AS | ESN | ESN5 | GM IPB | Breakout Box-46 pin | Labcar / Test System Accessories |  | Non-MAE | 2451.6 | 2 | 4903.2 | For IPB AECU | [5 empty] | 2 | 4903.2
AS | ESN | ESN5 | SGM | Multimeter-Fluke | Measurement |  | MAE | 360 | 1 | 360 | [6 empty] | 1 | 360
AS | ESJ | ESJ5 | JOEM | CAN FD - RTPC-IB600 | Labcar / Test System Accessories |  | Non-MAE | 1440 | 4 | 5760 | [6 empty] | 4 | 5760
AS | ESJ | ESJ5 | JOEM | Powerpack | Labcar / Test System Accessories |  | Non-MAE | 6360 | 2 | 12720 | [6 empty] | 2 | 12720
AS | ESJ | ESJ5 | JOEM | Matlab License | MATLAB |  | Software | 540 | 1 | 540 | It will be provided via CI - no individual license | [5 empty] | 1 | 540
AS | ESJ | ESJ5 | JOEM | JTAG-Reneas for Gen 9.3 | Flashing Tool HW |  | Non-MAE | 600 | 2 | 1200 | [6 empty] | 2 | 1200
AS | ESJ | ESJ5 | JOEM | CANOE | CANoe |  | Software | 8864.4 | 2 | 17728.8 | [6 empty] | 2 | 17728.8
AS | ESJ | ESJ5 | JOEM | CARSIM | CARSIM |  | Software | 10000 | 1 | 10000 | [6 empty] | 1 | 10000
AS | ESJ | ESJ5 | JOEM | Harness-154 pin Gen 9.3 - Emu - ET | ECU Wiring Harness |  | Non-MAE | 5400 | 2 | 10800 | [6 empty] | 2 | 10800
AS | ESJ | ESJ5 | JOEM | Harness-154 pin Gen 9.3 - Emu - iB2 | ECU Wiring Harness |  | Non-MAE | 2400 | 2 | 4800 | [6 empty] | 2 | 4800
AS | ESJ | ESJ5 | JOEM | Harness-38 pin Gen 9 - AECU - ET | ECU Wiring Harness |  | Non-MAE | 3000 | 4 | 12000 | [6 empty] | 4 | 12000
AS | ESJ | ESJ5 | JOEM | Harness-88 pin Gen 9 - Emu - ET | ECU Wiring Harness |  | Non-MAE | 2400 | 4 | 9600 | [6 empty] | 4 | 9600
AS | ESJ | ESJ5 | JOEM | Harness-46 pin Gen 9.3 - AECU - ET | ECU Wiring Harness |  | Non-MAE | 2400 | 2 | 4800 | [6 empty] | 2 | 4800
AS | ESJ | ESJ5 | JOEM | Harness-46 pin Gen 9.3 - AECU - iB2 | ECU Wiring Harness |  | Non-MAE | 2400 | 2 | 4800 | [6 empty] | 2 | 4800
AS | ESJ | ESJ5 | JOEM | HS+ | Measurement Module |  | Non-MAE | 660 | 5 | 3300 | [6 empty] | 0 | 0 | considered in Lab Mgmt team planning centrally
AS | ESJ | ESJ5 | JOEM | VX1060 XCP measurement Interface | Measurement Module |  | Non-MAE | 2230.9489 | 3 | 6692.8467 | [6 empty] | 0 | 0 | considered in Lab Mgmt team planning centrally
AS | ESJ | ESJ5 | JOEM | Failure Simulation Box-IB2 | Labcar / Test System Accessories |  | Non-MAE | 3072 | 2 | 6144 | [6 empty] | 2 | 6144
AS | ESJ | ESJ5 | JOEM | Failure Simulation Box-IPB | Labcar / Test System Accessories |  | Non-MAE | 3300 | 2 | 6600 | [6 empty] | 2 | 6600
AS | ESJ | ESJ5 | JOEM | Breakout Box-154 pin | Labcar / Test System Accessories |  | Non-MAE | 3072 | 2 | 6144 | [6 empty] | 2 | 6144
AS | ESJ | ESJ5 | JOEM | Smart Card reader-Accessories | Labcar / Test System Accessories |  | Non-MAE | 60 | 2 | 120 | [6 empty] | 2 | 120
AS | ESJ | ESJ5 | JOEM | IIS MM8 real sensor box | Sensor Module |  | Non-MAE | 360 | 3 | 1080 | [6 empty] | 3 | 1080
AS | ESJ | ESJ5 | JOEM | IIS_MM8_SIM box | Sensor Module |  | Non-MAE | 1320 | 2 | 2640 | [6 empty] | 2 | 2640
AS | ESJ | ESJ5 | JOEM | Patch Cords-Accessories | Labcar / Test System Accessories |  | Non-MAE | 2.4 | 100 | 240 | [6 empty] | 100 | 240
AS | ESJ | ESJ5 | JOEM | Screw Driver for ECU screw remove-Accessories | Labcar / Test System Accessories |  | Non-MAE | 6 | 3 | 18 | [6 empty] | 3 | 18
AS | ESJ | ESJ5 | JOEM | Female Banana Connector-Accessories | Labcar / Test System Accessories |  | Non-MAE | 1.2 | 40 | 48 | [6 empty] | 40 | 48
AS | ESP-AS | ESP-AS3 | IPB | MotSim4 with Cable | Labcar / Test System Accessories |  | Non-MAE | 12000 | 1 | 12000 | MotSim4 which costs 9775.00 Euro | [5 empty] | 0 | 0 | Planned by lab Mgmt Team
AS | ESV | ESV-AVW | VAG | JTAG-Reneas for Gen 9.3 | Flashing Tool HW |  | Non-MAE | 600 | 1 | 600 | [6 empty] | 1 | 600
AS | ESV | ESV-AVW | VAG | ODIS License | ODIS |  | Software | 720 | 3 | 2160 | Renewal | [5 empty] | 3 | 2160
AS | ESV | ESV-AVW | VAG | ODIS License | ODIS |  | Software | 720 | 3 | 2160 | MLBw - 2 and MLBevo EU7 - 1 - New | [5 empty] | 3 | 2160
AS | ESV | ESV-AVW | VAG | Vas tester-for VAG | Labcar / Test System Accessories |  | Non-MAE | 1370.292 | 3 | 4110.8759 | New tester for VAG | [5 empty] | 3 | 4110.8759
AS | ESP-IS | Lab Mgmt | ALL | Consumables like Patch cords,Bananapins, soldering related, HW Tools Harness related, Label printing cartridge, Test Jigs, Accessories like Cables, wires small connectors,Resistors,Transistors,Breadboards,General purpose PCB, PCMCIA i/f card | Lab Miscellaneous |  | Non-MAE | 18000 | 1 | 18000 | [6 empty] | 1 | 18000
AS | ESH | ESH3 | CEVT | APBMi Adaptor | Labcar / Test System Accessories |  | Non-MAE | 120 | 1 | 120 | [6 empty] | 1 | 120
AS | ESH | ESH3 | CEVT | 2 Additional Servers for CI-CT Environment BAN location | Server |  | MAE | 30000 | 1 | 30000 | Should we place the order for Jenkins ? Seems less node | [5 empty] | 0 | 0
AS | ESH | ESH3 | CEVT | Additional Server for BAN & COB (2 each) Locations for other requirements | Server |  | MAE | 40000 | 1 | 40000 | Should we place the order for Jenkins ? Seems less node | [5 empty] | 0 | 0
AS | ESH | ESH3 | CEVT | Bau Haus | Licenses |  | Software | 10 | 2 | 20 | [6 empty] | 0 | 0
AS | ESH | ESH3 | CEVT | FlexRay card-EB5200 | Labcar / Test System Accessories |  | Non-MAE | 6000 | 2 | 12000 | to be consolidated centrally and quantity to be adjusted | [5 empty] | 2 | 12000
AS | ESP-IS | Lab Mgmt | ALL | Labcar ET spare cards, LC12 - 1, LC ET cards, Plant Interface accessories and temperature | Lab Miscellaneous |  | Non-MAE | 120000 | 1 | 120000 | [6 empty] | 1 | 120000
AS | ESP-IS | Lab Mgmt | ALL | Calibration of lab Instruments | Lab Miscellaneous |  | Non-MAE | 6000 | 1 | 6000 | [6 empty] | 1 | 6000
AS | ESP-IS | Lab Mgmt | ALL | Labcar cards, ECU, measuring instruments, DINAMYTE maintenance (Repairs) | Lab Miscellaneous |  | Non-MAE | 138000 | 1 | 138000 | [6 empty] | 1 | 138000
AS | ESP-IS | Lab Mgmt | ALL | Customs, Shipment costs for import / export of ECUs | Lab Miscellaneous |  | Non-MAE | 18000 | 1 | 18000 | [6 empty] | 1 | 18000
AS | ESP-IS | Lab Mgmt | ALL | Inventory Tool | Others |  | Software | 15000 | 1 | 15000 | For 3 user license | [5 empty] | 1 | 15000
AS | ESP-IS | ESP-IS5 | ESP-IS53 | DSO - Lecroy Wavepro 2.5GHZ | Oscilloscope |  | MAE | 35036.4964 | 1 | 35036.4964 | Labcar HW development topics (EST2) | [5 empty] | 0 | 0 | to be ordered in 2019 MAE
AS | ESP-IS | ESP-IS5 | ESP-IS53 | Desktop DMM – 6.5Dig – Accessories | Others |  | MAE | 91.9708 | 1 | 91.9708 | [6 empty] | 1 | 91.9708
AS | ESP-IS | ESP-IS5 | ESP-IS53 | TL75 Test Probe for DMM | Measurement Module |  | Non-MAE | 70.073 | 3 | 210.219 | [6 empty] | 3 | 210.219
AS | ESP-IS | ESP-IS5 | ESP-IS53 | Desktop – TC probes | Measurement Module |  | Non-MAE | 36.4964 | 4 | 145.9854 | [6 empty] | 4 | 145.9854
AS | ESP-IS | ESP-IS5 | ESP-IS53 | Altium tool | Others |  | Software | 1124.0876 | 2 | 2248.1752 | [6 empty] | 2 | 2248.1752
AS | ESP-IS | ESP-IS5 | ESP-IS53 | Gerber view tool | Others |  | Software | 72.9927 | 1 | 72.9927 | [6 empty] | 1 | 72.9927
AS | ESP-IS | ESP-IS4 | Platform | MotSim4 with Cable | Labcar / Test System Accessories |  | Non-MAE | 12000 | 1 | 12000 | [6 empty] | 0 | 0 | Planned by lab Mgmt Team
AS | ESP-IS | ESP-IS4 | Platform | Controller Boards-Gen 9.3 | Labcar / Test System Accessories |  | Non-MAE | 1200 | 4 | 4800 | [6 empty] | 4 | 4800
AS | ESP-IS | ESP-IS4 | Platform | MotSim4 with Cable | Labcar / Test System Accessories |  | Non-MAE | 12000 | 2 | 24000 | [6 empty] | 0 | 0 | Planned by lab Mgmt Team
AS | ESP-IS | ESP-IS4 | Platform | Lab PC (i7 processor) | PC / Monitor |  | MAE | 875.9124 | 3 | 2627.7372 | [6 empty] | 3 | 2628
AS | ESP-IS | ESP-IS4 | Platform | Decade Resistance Box | Labcar / Test System Accessories |  | Non-MAE | 90 | 1 | 90 | [6 empty] | 1 | 90
AS | ESP-IS | ESP-IS4 | Platform | Failure Simulation Box-IB2 | Labcar / Test System Accessories |  | Non-MAE | 3072 | 1 | 3072 | [6 empty] | 1 | 3072
AS | ESP-IS | ESP-IS4 | Platform | Failure Simulation Box-IPB | Labcar / Test System Accessories |  | Non-MAE | 3300 | 1 | 3300 | [6 empty] | 1 | 3300
AS | ESP-IS | ESP-IS4 | Platform | Breakout Box-88 pin | Labcar / Test System Accessories |  | Non-MAE | 1396.8 | 1 | 1396.8 | [6 empty] | 1 | 1396.8
AS | ESN | ESN6 | Fiat | Power supply-ETAS | Power Supply |  | MAE | 1800 | 1 | 1800 | [6 empty] | 0 | 0 | considered in Lab Mgmt team planning centrally
AS | ESN | ESN6 | Fiat | HS+ | Measurement Module |  | Non-MAE | 660 | 1 | 660 | [6 empty] | 0 | 0 | considered in Lab Mgmt team planning centrally
AS | ESN | ESN6 | Fiat | VX1060 XCP measurement Interface | Measurement Module |  | Non-MAE | 2230.9489 | 1 | 2230.9489 | [6 empty] | 0 | 0 | considered in Lab Mgmt team planning centrally
AS | ESN | ESN6 | Fiat | CanCase XL | Labcar / Test System Accessories |  | Non-MAE | 840 | 1 | 840 | [6 empty] | 1 | 840
AS | ESN | ESN6 | Fiat | Controller Boards-Gen 9.3 | Labcar / Test System Accessories |  | Non-MAE | 1200 | 3 | 3600 | [6 empty] | 3 | 3600
AS | ESN | ESN6 | Fiat | CanCase XL | Labcar / Test System Accessories |  | Non-MAE | 840 | 1 | 840 | [6 empty] | 1 | 840
AS | ESN | ESN6 | Fiat | Power supply-ETAS | Power Supply |  | MAE | 1800 | 1 | 1800 | [6 empty] | 0 | 0 | considered in Lab Mgmt team planning centrally
AS | ESN | ESN6 | Fiat | HS+ | Measurement Module |  | Non-MAE | 660 | 1 | 660 | [6 empty] | 0 | 0 | considered in Lab Mgmt team planning centrally
AS | ESN | ESN6 | Fiat | VX1060 XCP measurement Interface | Measurement Module |  | Non-MAE | 2230.9489 | 1 | 2230.9489 | [6 empty] | 0 | 0 | considered in Lab Mgmt team planning centrally
AS | ESN | ESN6 | Fiat | Harness-154 pin Gen 9.3 - Emu - IPB | ECU Wiring Harness |  | Non-MAE | 2400 | 1 | 2400 | [6 empty] | 1 | 2400
AS | ESN | ESN6 | Fiat | MotSim4 with Cable | Labcar / Test System Accessories |  | Non-MAE | 12000 | 1 | 12000 | [6 empty] | 0 | 0 | Planned by lab Mgmt Team
AS | ESN | ESN6 | Ford | VX1060 XCP measurement Interface | Measurement Module |  | Non-MAE | 2230.9489 | 1 | 2230.9489 | [6 empty] | 0 | 0 | considered in Lab Mgmt team planning centrally
AS | ESN | ESN6 | Ford | Harness-154 pin Gen 9.3 - Emu - IPB | ECU Wiring Harness |  | Non-MAE | 2400 | 1 | 2400 | [6 empty] | 1 | 2400
AS | ESN | ESN6 | Ford | MotSim4 with Cable | Labcar / Test System Accessories |  | Non-MAE | 12000 | 1 | 12000 | [6 empty] | 0 | 0 | Planned by lab Mgmt Team
AS | ESP-AS | ESP-AS5 | VMC | Matlab License | MATLAB |  | Software | 540 | 30 | 16200 | [6 empty] | 0 | 0 | Moved to AD VKM Inputs sheet after discussing with Umesh
AS | ESP-AS | ESP-AS5 | VMC | CI ChargesCarmaker License - Individual | Licenses |  | Software | 150 | 30 | 4500 | [6 empty] | 0 | 0 | Moved to AD VKM Inputs sheet after discussing with Umesh
AS | ESP-IS | ESP-IS3 | Platform | CANoe | CANoe |  | Software | 8864.4 | 1 | 8864.4 | [6 empty] | 1 | 8864.4
AS | ESP-IS | ESP-IS3 | Platform | Canoe option.Diva | CANoe |  | Software | 4887.2701 | 1 | 4887.2701 | [6 empty] | 1 | 4887.2701
AS | ESP-IS | ESP-IS3 | Platform | JTAG-Reneas for Gen 9.3 | Flashing Tool HW |  | Non-MAE | 600 | 2 | 1200 | [6 empty] | 2 | 1200
AS | ESP-IS | Lab Mgmt | Tools | RTPC | PC / Monitor |  | MAE | 1500 | 3 | 4500 | [6 empty] | 3 | 4500
AS | ESP-IS | Lab Mgmt | Tools | FlexRay card-EB5200 | Labcar / Test System Accessories |  | Non-MAE | 6000 | 1 | 6000 | [6 empty] | 1 | 6000
AS | ESP-IS | Lab Mgmt | Tools | CAN FD - RTPC-IB600 | Labcar / Test System Accessories |  | Non-MAE | 1440 | 4 | 5760 | [6 empty] | 4 | 5760
AS | ESP-IS | Lab Mgmt | Tools | CAN card - RTPC-IB200 | Labcar / Test System Accessories |  | Non-MAE | 1020 | 4 | 4080 | [6 empty] | 4 | 4080
AS | ESP-IS | Lab Mgmt | Tools | VN 7600 HW-Vector | Measurement |  | Non-MAE | 15600 | 1 | 15600 | [6 empty] | 0 | 0 | considered in Lab Mgmt team planning centrally
AS | ESP-IS | Lab Mgmt | Tools | Renewal - Flexray License Ebcards | Flexray |  | Software | 600 | 2 | 1200 | [6 empty] | 2 | 1200
AS | ESP-IS | Lab Mgmt | ALL | ODIS License | ODIS |  | Software | 720 | 5 | 3600 | [6 empty] | 5 | 3600
AS | ESP-IS | Lab Mgmt | ALL | CANalyzer PRO | CANalyser |  | Software | 2310.219 | 6 | 13861.3139 | For CSW4SIL | [5 empty] | 6 | 13861.3139
AS | ESP-IS | Lab Mgmt | ALL | CANoe | CANoe |  | Software | 8864.4 | 4 | 35457.6 | For CSW4SIL | [5 empty] | 4 | 35457.6
AS | ESP-IS | Lab Mgmt | ALL | Renewal - Vector SW upgradation | Others |  | Software | 90000 | 1 | 90000 | [6 empty] | 1 | 90000
AS | ESP-IS | Lab Mgmt | ALL | Renewal - Flexray License Ebcards | Flexray |  | Software | 600 | 22 | 13200 | [6 empty] | 22 | 13200
AS | ESF | ESF3 | DAG | Breakout Box-154 pin | Labcar / Test System Accessories |  | Non-MAE | 3072 | 1 | 3072 | [6 empty] | 1 | 3072
AS | ESF | ESF3 | DAG | Harness-154 pin Gen 9.3 - Emu - ET | ECU Wiring Harness |  | Non-MAE | 5400 | 4 | 21600 | [6 empty] | 4 | 21600
AS | ESF | ESF3 | DAG | Harness-46 pin Gen 9.3 - AECU - ET | ECU Wiring Harness |  | Non-MAE | 2400 | 12 | 28800 | [6 empty] | 7 | 16800 | LC for DAG : 10, but harness requested: 12 reduced due to budget constraints
AS | ESF | ESF3 | DAG | Harness-46 pin Gen 9.3 - AECU - iB2 | ECU Wiring Harness |  | Non-MAE | 2400 | 2 | 4800 | [6 empty] | 2 | 4800
AS | ESF | ESF3 | DAG | VN7610 USB FlexRay | Measurement Module |  | Non-MAE | 2244.7883 | 1 | 2244.7883 | [6 empty] | 0 | 0 | considered in Lab Mgmt team planning centrally
AS | ESF | ESF3 | DAG | Needle Bed Adaptor | Labcar / Test System Accessories |  | Non-MAE | 1.2 | 8 | 9.6 | [6 empty] | 8 | 9.6
AS | ESF | ESF3 | DAG | OTB Setup | Lab Equipment |  | MAE | 12000 | 1 | 12000 | [6 empty] | 0 | 0 | considered in Lab Mgmt team planning centrally
AS | ESF | ESF3 | DAG | HU Adapter | Measurement Module |  | Non-MAE | 873.6 | 3 | 2620.8 | [6 empty] | 3 | 2620.8
AS | ESF | ESF3 | DAG | HU Unit | ECU |  | Non-MAE | 3600 | 3 | 10800 | [6 empty] | 3 | 10800
AS | ESF | ESF3 | DAG | Canoe option.Flexray | CANoe |  | Software | 4213.7518 | 3 | 12641.2555 | [6 empty] | 3 | 12641.2555
AS | ESE | ESE3 | PSAREN | IIS_MM8_SIM box | Sensor Module |  | Non-MAE | 1320 | 3 | 3960 | [6 empty] | 3 | 3960
AS | ESE | ESE3 | PSAREN | Harness-154 pin Gen 9.3 - Emu - ET | ECU Wiring Harness |  | Non-MAE | 5400 | 3 | 16200 | [6 empty] | 3 | 16200
AS | ESE | ESE3 | PSAREN | Canoe option.Flexray | CANoe |  | Software | 4213.7518 | 1 | 4213.7518 | [6 empty] | 1 | 4213.7518
AS | ESE | ESE3 | PSAREN | Net Test Setup (HS+/HSX, vector network -CAN,Flexray box, Vector measurement box, Power supply, Minimum power harness, including software licenses) | Labcar / Test System Accessories |  | Non-MAE | 12000 | 1 | 12000 | [6 empty] | 0 | 0 | considered in Lab Mgmt team planning centrally
AS | ESF | ESF3 | DAG | Monitor | PC / Monitor |  | MAE | 145.9854 | 10 | 1459.854 | Monitor 24" | [5 empty] | 10 | 1459.854
AS | ESF | ESF3 | DAG | Candela studio version 12 | Licenses |  | Software | 6215.2409 | 1 | 6215.2409 | [6 empty] | 1 | 6215.2409
AS | ESF | ESF3 | DAG | ASAP Tool Set 14.0 | Licenses |  | Software | 277.3723 | 1 | 277.3723 | [6 empty] | 1 | 277.3723
AS | ESE | ESE3 | PSAREN | VN8914 Base Module | Measurement Module |  | Non-MAE | 2189.781 | 1 | 2189.781 | [6 empty] | 0 | 0 | considered in Lab Mgmt team planning centrally
AS | ESE | ESE3 | PSAREN | Decade Resistance Box | Labcar / Test System Accessories |  | Non-MAE | 90 | 1 | 90 | [6 empty] | 1 | 90
AS | ESP-IS | Lab Mgmt | All | Power supply-12V,5A | Power Supply |  | MAE | 131.3869 | 10 | 1313.8686 | [6 empty] | 10 | 1313.8686
AS | All | All | All | CI Charges for Matlab & Simulink Toolboxes | CI Charges |  | Software | 171600 | 1 | 171600 | For all 12 dept in AS | [5 empty] | 1 | 171600
AS | All | All | All | CI Charges for Carmaker Licenses | CI Charges |  | Software | 110000 | 1 | 110000 | For all 12 dept in AS. ESP-AS and ESP-SY need 30 lic ( approximate) in 2020 | [5 empty] | 1 | 110000
AS | All | All | All | CI Charges for MSDN | CI Charges |  | Software | 9240 | 1 | 9240 | [6 empty] | 1 | 9240
AS | All | All | All | CI Charges for IBM Rational ALM tools | CI Charges |  | Software | 356400 | 1 | 356400 | For all 12 dept in AS | [5 empty] | 1 | 356400
AS | All | All | All | CI charges for other software | CI Charges |  | Software | 26400 | 1 | 26400 | [6 empty] | 1 | 26400
AS | ESE | ESE3 | PSAREN | Harness-88 pin Gen 9 - Emu - ET | ECU Wiring Harness |  | Non-MAE | 2400 | 1 | 2400 | [6 empty] | 1 | 2400
AS | ESP-IS | Lab Mgmt | All | ETAS LC SW License Cost | Labcar / Test System |  | Software | 600000 | 1 | 600000 | [6 empty] | 1 | 600000
AS | All | All | All | CI Charges for Green HIL Compiler | CI Charges |  | Software | 33000 | 1 | 33000 | [6 empty] | 1 | 33000
AS | All | All | All | Renewal of Green HIL Compiler License | CI Charges |  | Software | 11000 | 1 | 11000 | [6 empty] | 1 | 11000
AS | ESP-SY | ESP-SY | ESP-SY1 | CARSIM | CARSIM |  | Software | 10000 | 1 | 10000 | For ESP-SY1 | [5 empty] | 1 | 10000
PS | ESA-PP | ESA-PP | CI | IBM Rational Tools | Rational |  | Software | 99437 | 1 | 99437 | This is for all 300 (approx) users in ESA | [5 empty] | 1 | 99437
PS | ESA-PP | ESA-PP | CI | DOORS | Doors |  | Software | 15379 | 1 | 15379 | This is for all 300 (approx) users in ESA | [5 empty] | 1 | 15379
PS | ESA-PP | ESA-PP | CI | Matlab | MATLAB |  | Software | 50107 | 1 | 50107 | This is for all 50 (approx) users in ESA | [5 empty] | 1 | 50107
PS | ESA-PP | ESA-PP | CI | MSDN | Others |  | Software | 918 | 1 | 918 | [6 empty] | 1 | 918
PS | ESA-PP | ESA-PP | CI | ToolBase | Others |  | Software | 4259 | 1 | 4259 | [6 empty] | 1 | 4259
PS | ESA-PP | ESA-PP | CI | DOORs User | Doors |  | Software | 31032 | 1 | 31032 | [6 empty] | 1 | 31032
PS | ESA-PW | ESA-PW | Algo | Targetlink licenses renewal-EU | TargetLink |  | Software | 15336 | 2 | 30672 | [6 empty] | 2 | 30672
PS | ESA-PW | ESA-PW | Algo | Targetlink licenses renewal-JP | TargetLink |  | Software | 7200 | 4 | 28800 | [6 empty] | 4 | 28800
PS | ESA-PW | ESA-PW | All | TSG4 harness | ECU Wiring Harness |  | Non-MAE | 553.8462 | 8 | 4430.7692 | [6 empty] | 8 | 4430.7692
PS | ESA-PW | ESA-PW | Algo | Targetlink licenses renewal-NA | TargetLink |  | Software | 1500 | 2 | 3000 | [6 empty] | 2 | 3000
PS | ESA-PP | ESA-PP | All | MF Transi | Measurement Module |  | MAE | 58000 | 6 | 348000 | To upgrade 4 TSG4 from RBT to System Test setup | [5 empty] | 4 | 232000
PS | ESA-PP | ESA-PP | All | AMC CANalyser | CANalyser |  | Software | 365.4 | 4 | 1461.6 | [6 empty] | 4 | 1461.6
PS | ESA-PP | ESA-PP | All | AMC CANoe | CANoe |  | Software | 1346.8 | 47 | 63299.6 | [6 empty] | 47 | 63299.6
PS | ESA-PP | ESA-PP | All | AMC Option .LIN | LIN |  | Software | 308.1 | 47 | 14480.7 | [6 empty] | 47 | 14480.7
PS | ESA-PP | ESA-PP | All | AMC Option .FlexRay | Flexray |  | Software | 659.1 | 25 | 16477.5 | [6 empty] | 25 | 16477.5
PS | ESA-PP | ESA-PP | All | AMC Option .DiVa | Diva |  | Software | 917.28 | 1 | 917.28 | [6 empty] | 1 | 917.28
PS | ESA-PW | ESA-PW | Tools | Serve AMC Tools Server | Server |  | Software | 2400 | 5 | 12000 | [6 empty] | 5 | 12000
PS | ESA-PW | ESA-PW | Tools | Visual Studio licenses 2015 / 2010 / 2018 | MS Visual Studio |  | Software | 432 | 15 | 6480 | [6 empty] | 15 | 6480
PS | ESA-PW | ESA-PW | Tools | LabWindows/CVI 2015 (AMC) –Bmh | Others |  | Software | 1200 | 1 | 1200 | [6 empty] | 1 | 1200
PS | ESA-PW | ESA-PW | Tools | Oracle 11g | Oracle |  | Software | 18000 | 1 | 18000 | [6 empty] | 1 | 18000
PS | ESA-PW | ESA-PW | Tools | IBM Rhapsody Licenses (45 euros per month) | Others |  | Software | 180 | 2 | 360 | [6 empty] | 2 | 360
PS | ESA-PW | ESA-PW | Tools | Pure Variants | Others |  | Software | 1080 | 1 | 1080 | [6 empty] | 1 | 1080
PS | ESA-PW | ESA-PW | Tools | JIRA license Renewal | Others |  | Software | 4800 | 1 | 4800 | [6 empty] | 1 | 4800
PS | ESA-PP | ESA-PP | All | TSG4 extended rack | Labcar / Test System Accessories |  | Non-MAE | 6673.2 | 5 | 33366 | Updated on 8th July 2019 | [5 empty] | 4 | 26692.8
PS | ESA-PP | ESA-PP | All | TSG4 Scanner rack | Labcar / Test System Accessories |  | Non-MAE | 8018.4 | 6 | 48110.4 | To upgrade 4 TSG4 from RBT to System Test setup | [5 empty] | 4 | 32073.6
PS | ESA-PP | ESA-PP | All | Manitoo | Others |  | Software | 1200 | 10 | 12000 | [6 empty] | 10 | 12000
PS | ESA-PP | ESA-PP | All | Manitoo-PAS | Others |  | Software | 2400 | 10 | 24000 | 15 Temp chambers AMC | [5 empty] | 10 | 24000
PS | ESA-PP | ESA-PP | All | AMC Votsch VTS 7004, VTS 7011-5 | Lab Equipment |  | MAE | 1140 | 15 | 17100 | [6 empty] | 15 | 17100
PS | ESA-PP | ESA-PP | All | SPI2LVDS-Converter AB 12.0 /AB12.1 | Labcar / Test System Accessories |  | Non-MAE | 140 | 25 | 3500 | [6 empty] | 25 | 3500
PS | ESA-PP | ESA-PP | All | Calibration - Lab equipments PS | Rational |  | Non-MAE | 4286 | 1 | 4286 | [6 empty] | 1 | 4286
PS | ESA-PP | ESA-PP | All | Quate adaptor | Labcar / Test System Accessories |  | Non-MAE | 30 | 10 | 300 | [6 empty] | 10 | 300
PS | ESA-PP | ESA-PP | All | Accessories - Lab equipments PS | Labcar / Test System Accessories |  | Non-MAE | 5000 | 1 | 5000 | See 2020_Accessories | [5 empty] | 1 | 5000
PS | ESA-PP | ESA-PP | All | PowerPritt | Lab Equipment |  | MAE | 120 | 14 | 1680 | [6 empty] | 14 | 1680
PS | ESA-PP | ESA-PP | All | Variable Power Supply | Power Supply |  | MAE | 240 | 15 | 3600 | Needed for TSG4 to avoid switch card damage | [5 empty] | 15 | 3600
PS | ESA-PP | ESA-PP | All | P Box | Lab Equipment |  | MAE | 3600 | 7 | 25200 | [6 empty] | 7 | 25200
PS | ESA-PP | ESA-PP | All | Rhapsody license | Others |  | Software | 150 | 32 | 4800 | [6 empty] | 32 | 4800
PS | ESA-PP | ESA-PP | All | SCIP license (Pure Variants) | Others |  | Software | 420 | 43 | 18060 | [6 empty] | 43 | 18060
PS | ESA-PP | ESA-PP | All | Overn - General components replacement | Lab Equipment |  | Non-MAE | 300 | 10 | 3000 | [6 empty] | 10 | 3000
PS | ESA-PP | ESA-PP | All | Oven - micro replacement | Lab Equipment |  | Non-MAE | 4440 | 2 | 8880 | [6 empty] | 2 | 8880
PS | ESA-PP | ESA-PP | All | AMC CANalyzer PRO | CANalyser |  | Software | 420 | 2 | 840 | [6 empty] | 2 | 840
PS | ESA-PP | ESA-PP | All | AMC for option Flexray | Flexray |  | Software | 678 | 2 | 1356 | [6 empty] | 2 | 1356
PS | ESA-PP | ESA-PP | All | ECU Test License | Others |  | Software | 7200 | 3 | 21600 | Reduced on 19th Sep from 3 to 0 | [5 empty] | 0 | 0
PS | ESA-PP | ESA-PP | All | AMC - ECU Test License | Others |  | Software | 3000 | 6 | 18000 | [6 empty] | 6 | 18000
PS | ESA-PP | ESA-PP | All | CRO Keylence - Teledyne Lecroy 3034 | Oscilloscope |  | MAE | 6000 | 5 | 30000 | Reduced on 19th Sep from 5 to 3 | [5 empty] | 3 | 18000
PS | ESA-PP | ESA-PP | All | Flex ray stress tool | Flexray |  | Software | 9600 | 1 | 9600 | Reduced on 19th Sep from 1 to 0 | [5 empty] | 0 | 0
PS | ESA-PP | ESA-PP | All | Termination BOX | Labcar / Test System Accessories |  | Non-MAE | 18 | 2 | 36 | [6 empty] | 2 | 36
PS | ESA-PP | ESA-PP | All | Trendnet USB to Ethernet converter | Labcar / Test System Accessories |  | Non-MAE | 120 | 4 | 480 | [6 empty] | 4 | 480
PS | ESA-PP | ESA-PP | All | LVDS connector 12pin | Labcar / Test System Accessories |  | Non-MAE | 150 | 30 | 4500 | [6 empty] | 30 | 4500
PS | ESA-PP | ESA-PP | All | LVDS connector 10pin | Labcar / Test System Accessories |  | Non-MAE | 150 | 10 | 1500 | [6 empty] | 10 | 1500
PS | ESA-PP | ESA-PP | All | LVDS2SPI | Labcar / Test System Accessories |  | Non-MAE | 369.2308 | 20 | 7384.6154 | [6 empty] | 20 | 7384.6154
PS | ESA-PP | ESA-PP | All | Triggger cable | Interface Cable |  | Non-MAE | 48 | 20 | 960 | [6 empty] | 20 | 960
PS | ESA-PP | ESA-PP | All | TSG4 Test Tower | Lab Equipment |  | MAE | 120000 | 2 | 240000 | 2 TSG4s for CA | [5 empty] | 0 | 0
PS | ESA-PE | ESA-PE | All | TSG4 Test Tower | Lab Equipment |  | MAE | 120000 | 2 | 240000 | 2 TSG4s for IOEM | [5 empty] | 0 | 0
PS | ESA-PE | ESA-PE | All | TSG4 Test Tower | Lab Equipment |  | MAE | 120000 | 2 | 240000 | 2 TSG4s for Fiat | [5 empty] | 0 | 0
PS | ESA-PP | ESA-PP | All | VN 1640A HW + SW | Labcar / Test System Accessories |  | Non-MAE | 14000 | 16 | 224000 | [6 empty] | 16 | 224000
PS | ESA-PP | ESA-PP | All | VN8914 HW + SW | Labcar / Test System Accessories |  | Non-MAE | 25000 | 4 | 100000 | Reduced on 19th Sep from 3 to 2 | [5 empty] | 2 | 50000
PS | ESM | ESM | DAI | VN1135 (Vector XCP aurora interface) | Labcar / Test System |  | MAE | 6720 | 2 | 13440 | [6 empty] | 2 | 13440
PS | ESM | ESM | DAI | CRO Keylence - Teledyne Lecroy 3034 | Oscilloscope |  | MAE | 6000 | 3 | 18000 | [6 empty] | 3 | 18000
PS | ESM | ESM | DAI | CANCASE XL supporting Ethernet (VN5610) license | CANCase |  | Software | 15600 | 8 | 124800 | [6 empty] | 8 | 124800
PS | ESM | ESM | DAI | CANCase-5610 license (XCP,Ethernet,Can-FD) | CANCase |  | Software | 4968 | 2 | 9936 | [6 empty] | 2 | 9936
PS | ESM | ESM | DAI | Spirent SImulator- Fault simulation tool | Lab Equipment |  | MAE | 120000 | 1 | 120000 | [6 empty] | 1 | 120000
PS | ESM | ESM | DAI | LAUTERBACH J-TAG DEBUGGER-3500 | Flashing Tool HW |  | Non-MAE | 24870 | 2 | 49740 | [6 empty] | 2 | 49740
PS | ESM | ESM | DAI | Monaco Dongle/license | Lab Equipment |  | MAE | 8215.2 | 1 | 8215.2 | [6 empty] | 1 | 8215.2
PS | ESM | ESM | DAI | Manitoo | Others |  | Software | 1200 | 2 | 2400 | [6 empty] | 2 | 2400
PS | ESM | ESM | DAI | Programmable power supply - HMC8043 | Power Supply |  | MAE | 4248 | 8 | 33984 | [6 empty] | 8 | 33984
PS | ESM | ESM | DAI | VT System | Lab Equipment |  | Non-MAE | 12000 | 4 | 48000 | [6 empty] | 4 | 48000
PS | ESM | ESM | DAI | Flash Tool - Renesas E1 debugger | Flashing Tool HW |  | Non-MAE | 185.76 | 18 | 3343.68 | [6 empty] | 18 | 3343.68
PS | ESM | ESM | DAI | Monitor | PC / Monitor |  | MAE | 180 | 8 | 1440 | [6 empty] | 8 | 1440
PS | ESM | ESM | DAI | UltraZed-EG Starter Kit | Lab Equipment |  | Non-MAE | 2400 | 6 | 14400 | [6 empty] | 6 | 14400
PS | ESM | ESM | DAI | DRB Variable resistance box | Lab Equipment |  | Non-MAE | 600 | 2 | 1200 | [6 empty] | 2 | 1200
PS | ESM | ESM | DAI | VMPS Devleopment board | Lab Equipment |  | Non-MAE | 600 | 10 | 6000 | [6 empty] | 10 | 6000
PS | ESM | ESM | DAI | Lidar Development board | Lab Equipment |  | Non-MAE | 1200 | 10 | 12000 | [6 empty] | 10 | 12000
PS | ESM | ESM | DAI | MMP2 Development board | Lab Equipment |  | Non-MAE | 600 | 4 | 2400 | [6 empty] | 4 | 2400
PS | ESM | ESM | DAI | Test Bench - Sensors | Lab Equipment |  | Non-MAE | 1200 | 8 | 9600 | [6 empty] | 8 | 9600
PS | ESA-PP | ESA-PP | All | Flash Tool - Renesas E1 debugger | Flashing Tool HW |  | Non-MAE | 185.76 | 1 | 185.76 | [6 empty] | 1 | 185.76
DA | ESD-NR | ESD-NR3 | RN | Carbox (USS Breakout box ) | Break-out Box |  | Non-MAE | 1272 | 3 | 3816 | [6 empty] | 2 | 2544
DA | ESD-NR | ESD-NR3 | RN | VN 1630A HW-Vector 2XCAN | Measurement |  | Non-MAE | 12000 | 3 | 36000 | [6 empty] | 2 | 24000
DA | ESD-NR | ESD-NR3 | RN | 120 Ohms Connector | Labcar / Test System Accessories |  | Non-MAE | 18 | 6 | 108 | [6 empty] | 4 | 72
DA | ESD-NR | ESD-NR3 | RN | Canoe option.XCP | CANoe |  | Software | 1616.6569 | 2 | 3233.3139 | [6 empty] | 1 | 1616.6569
DA | ESD-NR | ESD-NR3 | RN | Vtest studio Vector Keyman dongle | Measurement Module |  | Non-MAE | 90 | 1 | 90 | [6 empty] | 1 | 90
DA | ESD-NR | ESD-NR3 | RN | Aplab Power Supply-APLAB L3210 | Power Supply |  | MAE | 221.3869 | 1 | 221.3869 | [6 empty] | 2 | 442.7737
DA | ESD-NR | ESD-NR3 | JOEM | Vtest studio Vector Keyman dongle | Measurement Module |  | Non-MAE | 90 | 2 | 180 | [6 empty] | 2 | 180
DA | ESD-NR | ESD-NR3 | JOEM | Canoe option.XCP | CANoe |  | Software | 1616.6569 | 1 | 1616.6569 | [6 empty] | 1 | 1616.6569
DA | ESD-NR | ESD-NR3 | JOEM | Keysight Power Supply-Keysight E3648A | Power Supply |  | MAE | 1284.6715 | 1 | 1284.6715 | [6 empty] | 1 | 1284.6715
DA | ESD-NR | ESD-NR3 | Honda_Gen6 | Carbox (USS Breakout box ) | Break-out Box |  | Non-MAE | 1272 | 1 | 1272 | [6 empty] | 1 | 1272
DA | ESD-NR | ESD-NR3 | Honda_Gen6 | 120 Ohms Connector | Labcar / Test System Accessories |  | Non-MAE | 18 | 1 | 18 | [6 empty] | 1 | 18
DA | ESD-NR | ESD-NR3 | Honda_Gen6 | VN1630A CAN/LIN Interface | CANCase |  | Non-MAE | 1000 | 1 | 1000 | [6 empty] | 1 | 1000
DA | ESD-NR | ESD-NR3 | Honda_Gen6 | CANcable 2Y | Measurement Module |  | Non-MAE | 28.8759 | 1 | 28.8759 | [6 empty] | 0 | 0
DA | ESD-NR | ESD-NR3 | Honda_Gen6 | Carbox (USS Breakout box ) | Break-out Box |  | Non-MAE | 1272 | 1 | 1272 | [6 empty] | 0 | 0
DA | ESD-NR | ESD-NR3 | Honda_Gen6 | JTAG extension-Accessories | Labcar / Test System Accessories |  | Non-MAE | 3.6 | 1 | 3.6 | [6 empty] | 1 | 3.6
DA | ESD-NR | ESD-NR3 | Honda_Gen6 | Sensor connectors-accessories | Labcar / Test System Accessories |  | Non-MAE | 12 | 1 | 12 | [6 empty] | 1 | 12
DA | ESD-NR | ESD-NR3 | Honda_Gen6 | Vtest studio Vector Keyman dongle | Measurement Module |  | Non-MAE | 90 | 1 | 90 | [6 empty] | 1 | 90
DA | ESD-NR | ESD-NR3 | Honda_Gen6 | Variable power supply-power supply | Power Supply |  | MAE | 240 | 1 | 240 | [6 empty] | 1 | 240
DA | ESD-NR | ESD-NR3 | FCA-GEN5 | 120 Ohms Connector | Labcar / Test System Accessories |  | Non-MAE | 18 | 2 | 36 | [6 empty] | 1 | 18
DA | ESD-NR | ESD-NR3 | FCA-GEN5 | Hassy GEN 5 unit | Measurement Module |  | Non-MAE | 1200 | 1 | 1200 | [6 empty] | 1 | 1200
DA | ESD-NR | ESD-NR3 | FCA-GEN5 | CanCase XL | Labcar / Test System Accessories |  | Non-MAE | 840 | 1 | 840 | [6 empty] | 1 | 840
DA | ESD-NR | ESD-NR3 | FCA-GEN5 | CANcable 2Y | Measurement Module |  | Non-MAE | 28.8759 | 1 | 28.8759 | [6 empty] | 1 | 28.8759
DA | ESD-NR | ESD-NR3 | FCA-GEN5 | Carbox (USS Breakout box ) | Break-out Box |  | Non-MAE | 1272 | 2 | 2544 | [6 empty] | 2 | 2544
DA | ESD-NR | ESD-NR3 | FCA-GEN5 | Variable power supply-power supply | Power Supply |  | MAE | 240 | 1 | 240 | [6 empty] | 1 | 240
DA | ESD-NR | ESD-NR3 | FCA-GEN6 | Multitester | Measurement Module |  | Non-MAE | 2280 | 2 | 4560 | [6 empty] | 1 | 2280
DA | ESD-NR | ESD-NR3 | Honda_Gen6 | CANoe Option.driver assistance | CANape |  | Software | 1968.1896 | 1 | 1968.1896 | [6 empty] | 1 | 1968.1896
DA | ESD-NR | ESD-NR3 | Honda_Gen6 | CANoe | CANoe |  | Software | 8864.4 | 1 | 8864.4 | [6 empty] | 1 | 8864.4
DA | ESD-NR | ESD-NR3 | UPM | CANoe | CANoe |  | Software | 8864.4 | 2 | 17728.8 | [6 empty] | 1 | 8864.4 | 1
DA | ESD-NR | ESD-NR3 | VW MEB | CANoe | CANoe |  | Software | 8864.4 | 3 | 26593.2 | [6 empty] | 1 | 8864.4 | 2
DA | ESD-NR | ESD-NR5 | FCA | TOE Power Supply-TOE 8952-40 PS | Power Supply |  | MAE | 1920 | 1 | 1920 | FCA_WL_2+ | [5 empty] | 0 | 1920
DA | ESD-NR | ESD-NR5 | FCA | CAN Stress | Measurement Module |  | Non-MAE | 4600 | 1 | 4600 | FCA_WL_2+ | [5 empty] | 0 | 4600
DA | ESD-NR | ESD-NR5 | FCA | VN5610A Ethernet/CAN Interface | Measurement Module |  | Non-MAE | 1525.4307 | 1 | 1525.4307 | FCA_WL_2+ | [5 empty] | 0 | 1525.4307
DA | ESD-NR | ESD-NR5 | FCA | CANoe | CANoe |  | Software | 8864.4 | 1 | 8864.4 | FCA_WL_2+ | [5 empty] | 0 | 8864.4 | 1
DA | ESD-NR | ESD-NR5 | FCA | CANoe option.ethernet-AMC | CANoe |  | Software | 646.7153 | 1 | 646.7153 | FCA_WL_2+ | [5 empty] | 0 | 646.7153
DA | ESD-NR | ESD-NR5 | FCA | Canoe option.XCP | CANoe |  | Software | 1616.6569 | 1 | 1616.6569 | FCA_WL_2+ | [5 empty] | 0 | 1616.6569
DA | ESD-NR | ESD-NR5 | FCA | BR cable 2Y | Labcar / Test System Accessories |  | Non-MAE | 40 | 1 | 40 | FCA_WL_2+ | [5 empty] | 0 | 40
DA | ESD-NR | ESD-NR5 | FCA | Vtest studio Vector Keyman dongle | Measurement Module |  | Non-MAE | 90 | 1 | 90 | FCA_WL_2+ | [5 empty] | 0 | 90
DA | ESD-NR | ESD-NR5 | FCA | Vtest studio Bosch Bundle | MS Visual Studio |  | Software | 3048.6941 | 1 | 3048.6941 | FCA_WL_2+ | [5 empty] | 0 | 3048.6941
DA | ESD-NR | ESD-NR5 | FCA | vTESTstudio-AMC | V-Test Studio |  | Software | 824.7726 | 1 | 824.7726 | FCA_WL_2+ | [5 empty] | 0 | 824.7726
DA | ESD-NR | ESD-NR5 | FCA | Lauterbach POWER MODULE-3500 | Measurement Module |  | Non-MAE | 1911.5082 | 2 | 3823.0164 | FCA_WL_2+ | [5 empty] | 0 | 3823.0164
DA | ESD-NR | ESD-NR5 | FCA | LAUTERBACH J-TAG DEBUGGER-3719 | Flashing Tool HW |  | Non-MAE | 2700 | 1 | 2700 | FCA_WL_2+ | [5 empty] | 0 | 2700
DA | ESD-NR | ESD-NR5 | FCA | LAUTERBACH J-TAG DEBUGGER-3743X | Flashing Tool SW |  | Software | 1500 | 1 | 1500 | FCA_WL_2+ | [5 empty] | 0 | 1500
DA | ESD-NR | ESD-NR5 | FCA | LAUTERBACH J-TAG DEBUGGER-7960X | Flashing Tool SW |  | Software | 892.3066 | 1 | 892.3066 | FCA_WL_2+ | [5 empty] | 0 | 892.3066
DA | ESD-NR | ESD-NR5 | FCA | Carbox (USS Breakout box ) | Break-out Box |  | Non-MAE | 1272 | 1 | 1272 | FCA_WL_2+ | [5 empty] | 0 | 1272
DA | ESD-NR | ESD-NR5 | FCA | Multitester | Measurement Module |  | Non-MAE | 2280 | 1 | 2280 | FCA_WL_2+ | [5 empty] | 0 | 2280
DA | ESD-NR | ESD-NR5 | FCA | TOE Power Supply-TOE 8952-40 PS | Power Supply |  | MAE | 1920 | 1 | 1920 | FCA_WS-1 | [5 empty] | 0 | 1920
DA | ESD-NR | ESD-NR5 | FCA | VN5610A Ethernet/CAN Interface | Measurement Module |  | Non-MAE | 1525.4307 | 1 | 1525.4307 | FCA_WS-1 | [5 empty] | 0 | 1525.4307
DA | ESD-NR | ESD-NR5 | FCA | CANoe | CANoe |  | Software | 8864.4 | 1 | 8864.4 | FCA_WS-1 | [5 empty] | 0 | 8864.4 | 1
DA | ESD-NR | ESD-NR5 | FCA | CANoe option.ethernet-AMC | CANoe |  | Software | 646.7153 | 1 | 646.7153 | FCA_WS-1 | [5 empty] | 0 | 646.7153
DA | ESD-NR | ESD-NR5 | FCA | Canoe option.XCP | CANoe |  | Software | 1616.6569 | 1 | 1616.6569 | FCA_WS-1 | [5 empty] | 0 | 1616.6569
DA | ESD-NR | ESD-NR5 | FCA | BR cable 2Y | Labcar / Test System Accessories |  | Non-MAE | 40 | 1 | 40 | FCA_WS-1 | [5 empty] | 0 | 40
DA | ESD-NR | ESD-NR5 | FCA | Vtest studio Vector Keyman dongle | Measurement Module |  | Non-MAE | 90 | 1 | 90 | FCA_WS-1 | [5 empty] | 0 | 90
DA | ESD-NR | ESD-NR5 | FCA | Vtest studio Bosch Bundle | MS Visual Studio |  | Software | 3048.6941 | 1 | 3048.6941 | FCA_WS-1 | [5 empty] | 0 | 3048.6941
DA | ESD-NR | ESD-NR5 | FCA | vTESTstudio-AMC | V-Test Studio |  | Software | 824.7726 | 1 | 824.7726 | FCA_WS-1 | [5 empty] | 0 | 824.7726
DA | ESD-NR | ESD-NR5 | FCA | Lauterbach POWER MODULE-3500 | Measurement Module |  | Non-MAE | 1911.5082 | 2 | 3823.0164 | FCA_WS-1 | [5 empty] | 0 | 3823.0164
DA | ESD-NR | ESD-NR5 | FCA | LAUTERBACH J-TAG DEBUGGER-3719 | Flashing Tool HW |  | Non-MAE | 2700 | 1 | 2700 | FCA_WS-1 | [5 empty] | 0 | 2700
DA | ESD-NR | ESD-NR5 | FCA | LAUTERBACH J-TAG DEBUGGER-3743X | Flashing Tool SW |  | Software | 1500 | 1 | 1500 | FCA_WS-1 | [5 empty] | 0 | 1500
DA | ESD-NR | ESD-NR5 | FCA | LAUTERBACH J-TAG DEBUGGER-7960X | Flashing Tool SW |  | Software | 892.3066 | 1 | 892.3066 | FCA_WS-1 | [5 empty] | 0 | 892.3066
DA | ESD-NR | ESD-NR5 | FCA | Carbox (USS Breakout box ) | Break-out Box |  | Non-MAE | 1272 | 1 | 1272 | FCA_WS-1 | [5 empty] | 0 | 1272
DA | ESD-NR | ESD-NR5 | FCA | Multitester | Measurement Module |  | Non-MAE | 2280 | 1 | 2280 | FCA_WS-1 | [5 empty] | 0 | 2280
DA | ESD-NR | ESD-NR5 | FCA | TOE Power Supply-TOE 8952-40 PS | Power Supply |  | MAE | 1920 | 1 | 1920 | FCA_WS_2 | [5 empty] | 0 | 1920
DA | ESD-NR | ESD-NR5 | FCA | VN5610A Ethernet/CAN Interface | Measurement Module |  | Non-MAE | 1525.4307 | 1 | 1525.4307 | FCA_WS_2 | [5 empty] | 0 | 1525.4307
DA | ESD-NR | ESD-NR5 | FCA | CANoe | CANoe |  | Software | 8864.4 | 1 | 8864.4 | FCA_WS_2 | [5 empty] | 0 | 8864.4 | 1
DA | ESD-NR | ESD-NR5 | FCA | CANoe option.ethernet-AMC | CANoe |  | Software | 646.7153 | 1 | 646.7153 | FCA_WS_2 | [5 empty] | 0 | 646.7153
DA | ESD-NR | ESD-NR5 | FCA | Canoe option.XCP | CANoe |  | Software | 1616.6569 | 1 | 1616.6569 | FCA_WS_2 | [5 empty] | 0 | 1616.6569
DA | ESD-NR | ESD-NR5 | FCA | BR cable 2Y | Labcar / Test System Accessories |  | Non-MAE | 40 | 1 | 40 | FCA_WS_2 | [5 empty] | 0 | 40
DA | ESD-NR | ESD-NR5 | FCA | Vtest studio Vector Keyman dongle | Measurement Module |  | Non-MAE | 90 | 1 | 90 | FCA_WS_2 | [5 empty] | 0 | 90
DA | ESD-NR | ESD-NR5 | FCA | Vtest studio Bosch Bundle | MS Visual Studio |  | Software | 3048.6941 | 1 | 3048.6941 | FCA_WS_2 | [5 empty] | 0 | 3048.6941
DA | ESD-NR | ESD-NR5 | FCA | vTESTstudio-AMC | V-Test Studio |  | Software | 824.7726 | 1 | 824.7726 | FCA_WS_2 | [5 empty] | 0 | 824.7726
DA | ESD-NR | ESD-NR5 | FCA | Lauterbach POWER MODULE-3500 | Measurement Module |  | Non-MAE | 1911.5082 | 2 | 3823.0164 | FCA_WS_2 | [5 empty] | 0 | 3823.0164
DA | ESD-NR | ESD-NR5 | FCA | LAUTERBACH J-TAG DEBUGGER-3719 | Flashing Tool HW |  | Non-MAE | 2700 | 1 | 2700 | FCA_WS_2 | [5 empty] | 0 | 2700
DA | ESD-NR | ESD-NR5 | FCA | LAUTERBACH J-TAG DEBUGGER-3743X | Flashing Tool SW |  | Software | 1500 | 1 | 1500 | FCA_WS_2 | [5 empty] | 0 | 1500
DA | ESD-NR | ESD-NR5 | FCA | LAUTERBACH J-TAG DEBUGGER-7960X | Flashing Tool SW |  | Software | 892.3066 | 1 | 892.3066 | FCA_WS_2 | [5 empty] | 0 | 892.3066
DA | ESD-NR | ESD-NR5 | FCA | Carbox (USS Breakout box ) | Break-out Box |  | Non-MAE | 1272 | 1 | 1272 | FCA_WS_2 | [5 empty] | 0 | 1272
DA | ESD-NR | ESD-NR5 | FCA | Multitester | Measurement Module |  | Non-MAE | 2280 | 1 | 2280 | FCA_WS_2 | [5 empty] | 0 | 2280
DA | ESD-NR | ESD-NR5 | DAI | TOE Power Supply-TOE 8952-40 PS | Power Supply |  | MAE | 1920 | 2 | 3840 | DAI | [5 empty] | 1 | 1920
DA | ESD-NR | ESD-NR5 | DAI | VN5610A Ethernet/CAN Interface | Measurement Module |  | Non-MAE | 1525.4307 | 2 | 3050.8613 | DAI | [5 empty] | 1 | 1525.4307
DA | ESD-NR | ESD-NR5 | DAI | CANoe | CANoe |  | Software | 8864.4 | 2 | 17728.8 | DAI | [5 empty] | 0 | 0 | 2
DA | ESD-NR | ESD-NR5 | DAI | Canoe option.XCP | CANoe |  | Software | 1616.6569 | 2 | 3233.3139 | DAI | [5 empty] | 1 | 1616.6569
DA | ESD-NR | ESD-NR5 | DAI | CANoe option.ethernet-AMC | CANoe |  | Software | 646.7153 | 2 | 1293.4307 | DAI | [5 empty] | 1 | 646.7153
DA | ESD-NR | ESD-NR5 | DAI | BR cable 2Y | Labcar / Test System Accessories |  | Non-MAE | 40 | 2 | 80 | DAI | [5 empty] | 1 | 40
DA | ESD-NR | ESD-NR5 | DAI | VN7610 USB FlexRay | Measurement Module |  | Non-MAE | 2244.7883 | 2 | 4489.5766 | DAI | [5 empty] | 0 | 4489.5766
DA | ESD-NR | ESD-NR5 | DAI | CANoe | CANoe |  | Software | 8864.4 | 2 | 17728.8 | DAI | [5 empty] | 0 | 0 | 2
DA | ESD-NR | ESD-NR5 | DAI | Canoe option.Flexray | CANoe |  | Software | 4213.7518 | 2 | 8427.5036 | DAI | [5 empty] | 0 | 8427.5036
DA | ESD-NR | ESD-NR5 | DAI | Canoe option.XCP | CANoe |  | Software | 1616.6569 | 2 | 3233.3139 | DAI | [5 empty] | 0 | 3233.3139
DA | ESD-NR | ESD-NR5 | DAI | BR cable 2Y | Labcar / Test System Accessories |  | Non-MAE | 40 | 2 | 80 | DAI | [5 empty] | 0 | 80
DA | ESD-NR | ESD-NR5 | DAI | Vtest studio Vector Keyman dongle | Measurement Module |  | Non-MAE | 90 | 2 | 180 | DAI | [5 empty] | 0 | 180
DA | ESD-NR | ESD-NR5 | DAI | Vtest studio Bosch Bundle | MS Visual Studio |  | Software | 3048.6941 | 2 | 6097.3882 | DAI | [5 empty] | 0 | 6097.3882
DA | ESD-NR | ESD-NR5 | DAI | vTESTstudio-AMC | V-Test Studio |  | Software | 824.7726 | 2 | 1649.5452 | DAI | [5 empty] | 0 | 1649.5452
DA | ESD-NR | ESD-NR5 | DAI | Lauterbach POWER MODULE-3500 | Measurement Module |  | Non-MAE | 1911.5082 | 4 | 7646.0327 | DAI | [5 empty] | 0 | 7646.0327
DA | ESD-NR | ESD-NR5 | DAI | LAUTERBACH J-TAG DEBUGGER-3719 | Flashing Tool HW |  | Non-MAE | 2700 | 2 | 5400 | DAI | [5 empty] | 0 | 5400
DA | ESD-NR | ESD-NR5 | DAI | LAUTERBACH J-TAG DEBUGGER-3743X | Flashing Tool SW |  | Software | 1500 | 2 | 3000 | DAI | [5 empty] | 4 | 6000
DA | ESD-NR | ESD-NR5 | DAI | LAUTERBACH J-TAG DEBUGGER-7960X | Flashing Tool SW |  | Software | 892.3066 | 2 | 1784.6131 | DAI | [5 empty] | 0 | 0
DA | ESD-NR | ESD-NR5 | DAI | Carbox (USS Breakout box ) | Break-out Box |  | Non-MAE | 1272 | 2 | 2544 | DAI | [5 empty] | 0 | 2544
DA | ESD-NR | ESD-NR5 | DAI | Multitester | Measurement Module |  | Non-MAE | 2280 | 2 | 4560 | DAI | [5 empty] | 0 | 4560
DA | ESD-NR | ESD-NR5 | DAI | CANape-AMC | CANape |  | Software | 849.635 | 2 | 1699.2701 | DAI | [5 empty] | 0 | 0
DA | ESD-NR | ESD-NR5 | DAI | CANape-AMC | CANape |  | Software | 849.635 | 2 | 1699.2701 | DAI | [5 empty] | 0 | 0
DA | ESD-NR | ESD-NR5 | DAI | LAUTERBACH J-TAG DEBUGGER-7843 | Flashing Tool HW |  | Non-MAE | 2097 | 4 | 8388 | DAI | [5 empty] | 2 | 4194
DA | ESD-NR | ESD-NR7 | FCA WS | TOE Power Supply-TOE 8952-40 PS | Power Supply |  | MAE | 1920 | 2 | 3840 | FCA_WS_Dev | [5 empty] | 0 | 3840
DA | ESD-NR | ESD-NR7 | FCA WS | Lauterbach POWER MODULE-3500 | Measurement Module |  | Non-MAE | 1911.5082 | 2 | 3823.0164 | FCA_WS_Dev | [5 empty] | 4 | 7646.0327
DA | ESD-NR | ESD-NR7 | FCA WS | LAUTERBACH J-TAG DEBUGGER-3719 | Flashing Tool HW |  | Non-MAE | 2700 | 2 | 5400 | FCA_WS_Dev | [5 empty] | 0 | 5400
DA | ESD-NR | ESD-NR7 | FCA WS | LAUTERBACH J-TAG DEBUGGER-3743X | Flashing Tool SW |  | Software | 1500 | 2 | 3000 | FCA_WS_Dev | [5 empty] | 0 | 3000
DA | ESD-NR | ESD-NR7 | FCA WS | LAUTERBACH J-TAG DEBUGGER-7960X | Flashing Tool SW |  | Software | 892.3066 | 2 | 1784.6131 | FCA_WS_Dev | [5 empty] | 0 | 1784.6131
DA | ESD-NR | ESD-NR7 | FCA WS | CANoe | CANoe |  | Software | 8864.4 | 2 | 17728.8 | FCA_WS_Dev | [5 empty] | 0 | 17728.8 | 2
DA | ESD-NR | ESD-NR7 | FCA WS | Canoe option.XCP | CANoe |  | Software | 1616.6569 | 2 | 3233.3139 | FCA_WS_Dev | [5 empty] | 0 | 3233.3139
DA | ESD-NR | ESD-NR7 | FCA WS | VN5610A Ethernet/CAN Interface | Measurement Module |  | Non-MAE | 1525.4307 | 2 | 3050.8613 | FCA_WS_Dev | [5 empty] | 0 | 0
DA | ESD-NR | ESD-NR7 | FCA WS | LAUTERBACH J-TAG DEBUGGER-7843 | Flashing Tool HW |  | Non-MAE | 2097 | 2 | 4194 | FCA_WS_Dev | [5 empty] | 0 | 4194
DA | ESD-NR | ESD-NR7 | FCA WS | VN 8912 HW-Vector | Measurement |  | Non-MAE | 18000 | 2 | 36000 | FCA_WS_Dev | [5 empty] | 0 | 0
DA | ESD-NR | ESD-NR7 | FCA WS | VN8972 HW + SW-Vector 1-FR/3-CAN/1-LIN/1-IO Module | Measurement |  | Non-MAE | 30000 | 2 | 60000 | FCA_WS_Dev | [5 empty] | 0 | 0
DA | ESD-NR | ESD-NR7 | FCA WS | Multitester | Measurement Module |  | Non-MAE | 2280 | 2 | 4560 | FCA_WS_Dev | [5 empty] | 1 | 2280
DA | ESD-NR | ESD-NR7 | FCA WS | Carbox (USS Breakout box ) | Break-out Box |  | Non-MAE | 1272 | 2 | 2544 | FCA_WS_Dev | [5 empty] | 0 | 2544
DA | ESD-NR | ESD-NR7 | FCA WS | P Box-breakout box | Labcar / Test System |  | Non-MAE | 3600 | 2 | 7200 | FCA_WS_Dev | [5 empty] | 0 | 7200
DA | ESD-NR | ESD-NR7 | FCA WL L2+ | TOE Power Supply-TOE 8952-40 PS | Power Supply |  | MAE | 1920 | 2 | 3840 | FCA_WL_L2+_Dev | [5 empty] | 0 | 3840
DA | ESD-NR | ESD-NR7 | FCA WL L2+ | Lauterbach POWER MODULE-3500 | Measurement Module |  | Non-MAE | 1911.5082 | 2 | 3823.0164 | FCA_WL_L2+_Dev | [5 empty] | 4 | 7646.0327
DA | ESD-NR | ESD-NR7 | FCA WL L2+ | LAUTERBACH J-TAG DEBUGGER-3719 | Flashing Tool HW |  | Non-MAE | 2700 | 2 | 5400 | FCA_WL_L2+_Dev | [5 empty] | 0 | 5400
DA | ESD-NR | ESD-NR7 | FCA WL L2+ | LAUTERBACH J-TAG DEBUGGER-3743X | Flashing Tool SW |  | Software | 1500 | 2 | 3000 | FCA_WL_L2+_Dev | [5 empty] | 0 | 3000
DA | ESD-NR | ESD-NR7 | FCA WL L2+ | LAUTERBACH J-TAG DEBUGGER-7960X | Flashing Tool SW |  | Software | 892.3066 | 2 | 1784.6131 | FCA_WL_L2+_Dev | [5 empty] | 0 | 1784.6131
DA | ESD-NR | ESD-NR7 | FCA WL L2+ | CANoe | CANoe |  | Software | 8864.4 | 2 | 17728.8 | FCA_WL_L2+_Dev | [5 empty] | 0 | 17728.8 | 2
DA | ESD-NR | ESD-NR7 | FCA WL L2+ | Canoe option.XCP | CANoe |  | Software | 1616.6569 | 2 | 3233.3139 | FCA_WL_L2+_Dev | [5 empty] | 0 | 3233.3139
DA | ESD-NR | ESD-NR7 | FCA WL L2+ | VN5610A Ethernet/CAN Interface | Measurement Module |  | Non-MAE | 1525.4307 | 2 | 3050.8613 | FCA_WL_L2+_Dev | [5 empty] | 0 | 0
DA | ESD-NR | ESD-NR7 | FCA WL L2+ | LAUTERBACH J-TAG DEBUGGER-7843 | Flashing Tool HW |  | Non-MAE | 2097 | 2 | 4194 | FCA_WL_L2+_Dev | [5 empty] | 0 | 4194
DA | ESD-NR | ESD-NR7 | FCA WL L2+ | VN 8912 HW-Vector | Measurement |  | Non-MAE | 18000 | 2 | 36000 | FCA_WL_L2+_Dev | [5 empty] | 0 | 0
DA | ESD-NR | ESD-NR7 | FCA WL L2+ | VN8972 HW + SW-Vector 1-FR/3-CAN/1-LIN/1-IO Module | Measurement |  | Non-MAE | 30000 | 2 | 60000 | FCA_WL_L2+_Dev | [5 empty] | 0 | 0
DA | ESD-NR | ESD-NR7 | FCA WL L2+ | Multitester | Measurement Module |  | Non-MAE | 2280 | 2 | 4560 | FCA_WL_L2+_Dev | [5 empty] | 1 | 2280
DA | ESD-NR | ESD-NR7 | FCA WL L2+ | Carbox (USS Breakout box ) | Break-out Box |  | Non-MAE | 1272 | 2 | 2544 | FCA_WL_L2+_Dev | [5 empty] | 0 | 2544
DA | ESD-NR | ESD-NR7 | FCA WL L2+ | P Box-breakout box | Labcar / Test System |  | Non-MAE | 3600 | 2 | 7200 | FCA_WL_L2+_Dev | [5 empty] | 0 | 7200
DA | ESD-NR | ESD-NR7 | Lucid | Multitester | Measurement Module |  | Non-MAE | 2280 | 2 | 4560 | Lucid_Dev | [5 empty] | 1 | 2280
DA | ESD-NR | ESD-NR7 | Lucid | IC5000 Debugger base unit | Debugger HW |  | Non-MAE | 2028 | 2 | 4056 | Lucid_Dev | [5 empty] | 0 | 4056
DA | ESD-NR | ESD-NR7 | Lucid | IC50389 MPC55xx /56xx/57xx/58xx Debug license | Debugger SW |  | Software | 1860 | 2 | 3720 | Lucid_Dev | [5 empty] | 0 | 3720
DA | ESD-NR | ESD-NR7 | Lucid | IC50150 MPC5xxx Adaptor | Debugger HW |  | Non-MAE | 84 | 2 | 168 | Lucid_Dev | [5 empty] | 0 | 168
DA | ESD-NR | ESD-NR7 | Lucid | IC50305 Multicore license | Debugger SW |  | Software | 948 | 2 | 1896 | Lucid_Dev | [5 empty] | 0 | 1896
DA | ESD-NR | ESD-NR7 | Lucid | Carbox (USS Breakout box ) | Break-out Box |  | Non-MAE | 1272 | 2 | 2544 | Lucid_Dev | [5 empty] | 0 | 2544
DA | ESD-NR | ESD-NR7 | Lucid | VN1630A CAN/LIN Interface | CANCase |  | Non-MAE | 1000 | 2 | 2000 | Lucid_Dev | [5 empty] | 4 | 4000
DA | ESD-NR | ESD-NR7 | Lucid | CANoe | CANoe |  | Software | 8864.4 | 2 | 17728.8 | Lucid_Dev | [5 empty] | 0 | 17728.8 | 2
DA | ESD-NR | ESD-NR7 | Lucid | Canoe option.XCP | CANoe |  | Software | 1616.6569 | 2 | 3233.3139 | Lucid_Dev | [5 empty] | 0 | 3233.3139
DA | ESD-NR | ESD-NR7 | Lucid | CanCase XL | Labcar / Test System Accessories |  | Non-MAE | 840 | 2 | 1680 | Lucid_Dev | [5 empty] | 0 | 0
DA | ESD-NR | ESD-NR7 | Lucid | CANcable 2Y | Measurement Module |  | Non-MAE | 28.8759 | 4 | 115.5036 | Lucid_Dev | [5 empty] | 0 | 115.5036
DA | ESD-NR | ESD-NR7 | Lucid | Canape | CANape |  | Software | 5095.708 | 2 | 10191.4161 | Lucid_Dev | [5 empty] | 1 | 5095.708 | 2
DA | ESD-NR | ESD-NR7 | Chrysler MP | Multitester | Measurement Module |  | Non-MAE | 2280 | 1 | 2280 | Chrysler_Gen5 | [5 empty] | 0 | 2280
DA | ESD-NR | ESD-NR7 | Chrysler MP | IC5000 Debugger base unit | Debugger HW |  | Non-MAE | 2028 | 1 | 2028 | Chrysler_Gen5 | [5 empty] | 0 | 2028
DA | ESD-NR | ESD-NR7 | Chrysler MP | IC50389 MPC55xx /56xx/57xx/58xx Debug license | Debugger SW |  | Software | 1860 | 1 | 1860 | Chrysler_Gen5 | [5 empty] | 0 | 1860
DA | ESD-NR | ESD-NR7 | Chrysler MP | IC50150 MPC5xxx Adaptor | Debugger HW |  | Non-MAE | 84 | 1 | 84 | Chrysler_Gen5 | [5 empty] | 0 | 84
DA | ESD-NR | ESD-NR7 | Chrysler MP | IC50305 Multicore license | Debugger SW |  | Software | 948 | 1 | 948 | Chrysler_Gen5 | [5 empty] | 0 | 948
DA | ESD-NR | ESD-NR7 | Chrysler MP | Carbox (USS Breakout box ) | Break-out Box |  | Non-MAE | 1272 | 1 | 1272 | Chrysler_Gen5 | [5 empty] | 0 | 1272
DA | ESD-NR | ESD-NR7 | Chrysler MP | VN1630A CAN/LIN Interface | CANCase |  | Non-MAE | 1000 | 1 | 1000 | Chrysler_Gen5 | [5 empty] | 2 | 2000
DA | ESD-NR | ESD-NR7 | Chrysler MP | CANoe | CANoe |  | Software | 8864.4 | 1 | 8864.4 | Chrysler_Gen5 | [5 empty] | 0 | 8864.4 | 1
DA | ESD-NR | ESD-NR7 | Chrysler MP | Canoe option.XCP | CANoe |  | Software | 1616.6569 | 1 | 1616.6569 | Chrysler_Gen5 | [5 empty] | 0 | 1616.6569
DA | ESD-NR | ESD-NR7 | Chrysler MP | CanCase XL | Labcar / Test System Accessories |  | Non-MAE | 840 | 1 | 840 | Chrysler_Gen5 | [5 empty] | 0 | 0
DA | ESD-NR | ESD-NR7 | Chrysler MP | CANcable 2Y | Measurement Module |  | Non-MAE | 28.8759 | 1 | 28.8759 | Chrysler_Gen5 | [5 empty] | 0 | 28.8759
DA | ESD-NR | ESD-NR8 | AUDI_HCP4 | JTAG Renesas E1-Renesas E1 | Labcar / Test System Accessories |  | Non-MAE | 128.004 | 2 | 256.008 | AUDI_HCP4 | [5 empty] | 0 | 256.008
DA | ESD-NR | ESD-NR8 | AUDI_HCP4 | IC5000 Debugger base unit | Debugger HW |  | Non-MAE | 2028 | 2 | 4056 | AUDI_HCP5 | [5 empty] | 0 | 4056
DA | ESD-NR | ESD-NR8 | AUDI_HCP4 | Infineon cable adaptor (10-pin DAP2 wide) | Interface Cable |  | Non-MAE | 309.36 | 2 | 618.72 | AUDI_HCP6 | [5 empty] | 0 | 618.72
DA | ESD-NR | ESD-NR8 | AUDI_HCP4 | JTAG Renesas E1-Renesas E1 | Labcar / Test System Accessories |  | Non-MAE | 128.004 | 2 | 256.008 | AUDI_HCP7 | [5 empty] | 0 | 256.008
DA | ESD-NR | ESD-NR8 | AUDI_HCP4 | IC5000 Debugger base unit | Debugger HW |  | Non-MAE | 2028 | 2 | 4056 | AUDI_HCP8 | [5 empty] | 0 | 4056
DA | ESD-NR | ESD-NR8 | AUDI_HCP4 | Infineon cable adaptor (10-pin DAP2 wide) | Interface Cable |  | Non-MAE | 309.36 | 2 | 618.72 | AUDI_HCP9 | [5 empty] | 0 | 618.72
DA | ESD-NR | ESD-NR8 | AUDI_HCP4 | Tricore_1.6.2 Debug activation key(TC3xx) for IC5000 | Flashing Tool SW |  | Software | 1113.744 | 2 | 2227.488 | AUDI_HCP10 | [5 empty] | 0 | 2227.488
DA | ESD-NR | ESD-NR8 | AUDI_HCP4 | Multi-core activation key for IC5000 | Flashing Tool SW |  | Software | 888.744 | 2 | 1777.488 | AUDI_HCP11 | [5 empty] | 0 | 1777.488
DA | ESD-NR | ESD-NR8 | AUDI_HCP4 | VN1630A CAN/LIN Interface | CANCase |  | Non-MAE | 1000 | 2 | 2000 | AUDI_HCP12 | [5 empty] | 0 | 2000
DA | ESD-NR | ESD-NR8 | AUDI_HCP4 | LINpiggy 7269mag | Labcar / Test System Accessories |  | Non-MAE | 600 | 2 | 1200 | AUDI_HCP13 | [5 empty] | 0 | 1200
DA | ESD-NR | ESD-NR8 | AUDI_HCP4 | CANoe | CANoe |  | Software | 8864.4 | 2 | 17728.8 | AUDI_HCP14 | [5 empty] | 0 | 17728.8 | 2
DA | ESD-NR | ESD-NR8 | AUDI_HCP4 | CANoe option.lin | CANoe |  | Software | 1967.2701 | 2 | 3934.5401 | AUDI_HCP15 | [5 empty] | 0 | 3934.5401
DA | ESD-NR | ESD-NR8 | AUDI_HCP4 | CANoe option.XCP | CANoe |  | Software | 1616.6569 | 2 | 3233.3139 | AUDI_HCP16 | [5 empty] | 0 | 3233.3139
DA | ESD-NR | ESD-NR8 | AUDI_HCP4 | VX1544B (POD for VX1060 with DAP2 connector) | Lab Equipment |  | Non-MAE | 720 | 2 | 1440 | AUDI_HCP17 | [5 empty] | 0 | 1440
DA | ESD-NR | ESD-NR8 | AUDI_HCP4 | VX1348B XCP measurement Interface (Gen 5) | Measurement Module |  | Non-MAE | 94.8905 | 2 | 189.781 | AUDI_HCP18 | [5 empty] | 0 | 189.781
DA | ESD-NR | ESD-NR8 | AUDI_HCP4 | Multitester | Measurement Module |  | Non-MAE | 2280 | 2 | 4560 | AUDI_HCP19 | [5 empty] | 0 | 4560
DA | ESD-NR | ESD-NR8 | AUDI_HCP4 | Carbox (USS Breakout box ) | Break-out Box |  | Non-MAE | 1272 | 2 | 2544 | AUDI_HCP20 | [5 empty] | 0 | 2544
DA | ESD-NR | ESD-NR8 | AUDI_HCP4 | Vtest studio Vector Keyman dongle | Measurement Module |  | Non-MAE | 90 | 2 | 180 | AUDI_HCP21 | [5 empty] | 0 | 180
DA | ESD-NR | ESD-NR8 | AUDI_HCP4 | CANape | CANape |  | Software | 5095.708 | 2 | 10191.4161 | AUDI_HCP22 | [5 empty] | 0 | 10191.4161 | 2
DA | ESD-NR | ESD-NR8 | AUDI_HCP4 | power supply-aplab | Power Supply |  | MAE | 120 | 2 | 240 | AUDI_HCP23 | [5 empty] | 0 | 240
DA | ESD-NR | ESD-NR8 | AUDI_HCP4 | Sensor connectors-accessories | Labcar / Test System Accessories |  | Non-MAE | 12 | 2 | 24 | AUDI_HCP24 | [5 empty] | 0 | 24
DA | ESD-NR | ESD-NR8 | AUDI_HCP4 | VN5610A Ethernet/CAN Interface | Measurement Module |  | Non-MAE | 1525.4307 | 2 | 3050.8613 | AUDI_HCP25 | [5 empty] | 0 | 3050.8613
DA | ESD-NR | ESD-NR8 | VW MEB | Canoe option.ethernet | CANoe |  | Software | 3934.5401 | 2 | 7869.0803 | VW MEB | [5 empty] | 0 | 7869.0803
DA | ESD-NR | ESD-NR8 | VW MEB | VX1060 base module | Lab Equipment |  | Non-MAE | 2880 | 2 | 5760 | VW MEB | [5 empty] | 0 | 5760
DA | ESD-NR | ESD-NR8 | VW MEB | 120 Ohms Connector | Labcar / Test System Accessories |  | Non-MAE | 18 | 2 | 36 | VW MEB | [5 empty] | 0 | 36
DA | ESD-NR | ESD-NR8 | VW MEB | Multitester | Measurement Module |  | Non-MAE | 2280 | 2 | 4560 | VW MEB | [5 empty] | 0 | 4560
DA | ESD-NR | ESD-NR8 | VW MEB | power supply-aplab | Power Supply |  | MAE | 120 | 2 | 240 | VW MEB | [5 empty] | 0 | 240
DA | ESD-NR | ESD-NR8 | VW MEB | CANape | CANape |  | Software | 5095.708 | 2 | 10191.4161 | VW MEB | [5 empty] | 0 | 10191.4161 | 2
DA | ESD-NR | ESD-NR8 | VW MEB | IC5000 Debugger base unit | Debugger HW |  | Non-MAE | 2028 | 2 | 4056 | VW MEB | [5 empty] | 0 | 4056
DA | ESD-NR | ESD-NR8 | VW MEB | 120 Ohms Connector | Labcar / Test System Accessories |  | Non-MAE | 18 | 2 | 36 | VW MEB | [5 empty] | 0 | 36
DA | ESD-NR | ESD-NR8 | VW MEB | USB2ethernet Dongle | Labcar / Test System Accessories |  | Non-MAE | 100 | 2 | 200 | VW MEB | [5 empty] | 0 | 200
DA | ESD-NR | ESD-NR8 | VW MEB | VX1060 base module and LFAST POD | Lab Equipment |  | Non-MAE | 2880 | 2 | 5760 | VW MEB | [5 empty] | 0 | 5760
DA | ESD-NR | ESD-NR7 | GM - GB | 120 Ohms Connector | Labcar / Test System Accessories |  | Non-MAE | 18 | 10 | 180 | GM Cluster | [5 empty] | 0 | 180
DA | ESD-NR | ESD-NR7 | GM Cruze | Multitester | Measurement Module |  | Non-MAE | 2280 | 1 | 2280 | GM Cluster | [5 empty] | 0 | 2280
DA | ESD-NR | ESD-NR7 | GM Cruze | IC5000 Debugger base unit | Debugger HW |  | Non-MAE | 2028 | 1 | 2028 | GM Cluster | [5 empty] | 0 | 2028
DA | ESD-NR | ESD-NR7 | GM Cruze | IC50389 MPC55xx /56xx/57xx/58xx Debug license | Debugger SW |  | Software | 1860 | 1 | 1860 | GM Cluster | [5 empty] | 0 | 1860
DA | ESD-NR | ESD-NR7 | GM Cruze | IC50150 MPC5xxx Adaptor | Debugger HW |  | Non-MAE | 84 | 1 | 84 | GM Cluster | [5 empty] | 0 | 84
DA | ESD-NR | ESD-NR7 | GM Cruze | IC50305 Multicore license | Debugger SW |  | Software | 948 | 1 | 948 | GM Cluster | [5 empty] | 0 | 948
DA | ESD-NR | ESD-NR7 | GM Cruze | Carbox (USS Breakout box ) | Break-out Box |  | Non-MAE | 1272 | 1 | 1272 | GM Cluster | [5 empty] | 0 | 1272
DA | ESD-NR | ESD-NR7 | GM Cruze | VN1630A CAN/LIN Interface | CANCase |  | Non-MAE | 1000 | 1 | 1000 | GM Cluster | [5 empty] | 2 | 2000
DA | ESD-NR | ESD-NR7 | GM Cruze | CANoe | CANoe |  | Software | 8864.4 | 1 | 8864.4 | GM Cluster | [5 empty] | 0 | 8864.4 | 1
DA | ESD-NR | ESD-NR7 | GM Cruze | Canoe option.XCP | CANoe |  | Software | 1616.6569 | 1 | 1616.6569 | GM Cluster | [5 empty] | 0 | 1616.6569
DA | ESD-NR | ESD-NR7 | GM Cruze | CanCase XL | Labcar / Test System Accessories |  | Non-MAE | 840 | 1 | 840 | GM Cluster | [5 empty] | 0 | 0
DA | ESD-NR | ESD-NR7 | GM Cruze | CANcable 2Y | Measurement Module |  | Non-MAE | 28.8759 | 1 | 28.8759 | GM Cluster | [5 empty] | 0 | 28.8759
DA | ESD-NR | ESD-NR7 | GM Cruze | Canape | CANape |  | Software | 5095.708 | 1 | 5095.708 | GM Cluster | [5 empty] | 1 | 5095.708 | 1
DA | ESD-NR | ESD-NR7 | GM Cruze | 6 channel CAN Harness | Labcar / Test System Accessories |  | Non-MAE | 30 | 1 | 30 | GM Cluster | [5 empty] | 0 | 30
DA | ESD-NR | ESD-NR2 | DAI | Putty cable | Labcar / Test System Accessories |  | Non-MAE | 39.996 | 3 | 119.988 | [6 empty] | 0 | 119.988
DA | ESD-NR | ESD-NR2 | DAI | Lab PCs | PC / Monitor |  | MAE | 1000 | 3 | 3000 | [6 empty] | 0 | 3000
DA | ESD-NR | ESD-NR2 | DAI | Monitor | PC / Monitor |  | MAE | 180 | 3 | 540 | [6 empty] | 0 | 540
DA | ESD-NR | ESD-NR2 | DAI | Power supply-Toellner | Power Supply |  | MAE | 3540 | 3 | 10620 | [6 empty] | 1 | 3540
DA | ESD-NR | ESD-NR2 | DAI | 120 Ohms Connector | Labcar / Test System Accessories |  | Non-MAE | 18 | 3 | 54 | [6 empty] | 0 | 54
DA | ESD-NR | ESD-NR2 | DAI | Canoe option.ethernet | CANoe |  | Software | 3934.5401 | 4 | 15738.1606 | [6 empty] | 3 | 11803.6204
DA | ESD-NR | ESD-NR2 | DAI | Canoe option.Flexray | CANoe |  | Software | 4213.7518 | 4 | 16855.0073 | [6 empty] | 3 | 12641.2555
DA | ESD-NR | ESD-NR2 | DAI | VN5610A Ethernet/CAN Interface | Measurement Module |  | Non-MAE | 1525.4307 | 4 | 6101.7226 | [6 empty] | 3 | 4576.292
DA | ESD-NR | ESD-NR2 | DAI | VN7610 USB FlexRay | Measurement Module |  | Non-MAE | 2244.7883 | 4 | 8979.1533 | [6 empty] | 3 | 6734.365
DA | ESD-NR | ESD-NR2 | DAI | Lauterbach POWER MODULE-3500 | Measurement Module |  | Non-MAE | 1911.5082 | 3 | 5734.5245 | [6 empty] | 0 | 5734.5245
DA | ESD-NR | ESD-NR2 | DAI | LAUTERBACH J-TAG DEBUGGER-3743X | Flashing Tool SW |  | Software | 1500 | 3 | 4500 | [6 empty] | 0 | 0
DA | ESD-NR | ESD-NR2 | DAI | LAUTERBACH J-TAG DEBUGGER-3719 | Flashing Tool HW |  | Non-MAE | 2700 | 3 | 8100 | [6 empty] | 0 | 0
DA | ESD-NR | ESD-NR2 | DAI | LAUTERBACH J-TAG DEBUGGER-7843 | Flashing Tool HW |  | Non-MAE | 2097 | 3 | 6291 | [6 empty] | 0 | 0
DA | ESD-NR | ESD-NR2 | DAI | Screw Driver for ECU screw remove-Accessories | Labcar / Test System Accessories |  | Non-MAE | 6 | 1 | 6 | [6 empty] | 0 | 6
DA | ESD-NR | ESD-NR2 | DAI | Putty cable | Labcar / Test System Accessories |  | Non-MAE | 39.996 | 2 | 79.992 | [6 empty] | 0 | 79.992
DA | ESD-NR | ESD-NR2 | DAI | Lab PCs | PC / Monitor |  | MAE | 1000 | 2 | 2000 | [6 empty] | 0 | 2000
DA | ESD-NR | ESD-NR2 | DAI | Monitor | PC / Monitor |  | MAE | 180 | 2 | 360 | [6 empty] | 0 | 360
DA | ESD-NR | ESD-NR2 | DAI | Power supply-Toellner | Power Supply |  | MAE | 3540 | 2 | 7080 | [6 empty] | 0 | 0
DA | ESD-NR | ESD-NR2 | DAI | 120 Ohms Connector | Labcar / Test System Accessories |  | Non-MAE | 18 | 2 | 36 | [6 empty] | 0 | 36
DA | ESD-NR | ESD-NR2 | DAI | Canoe option.ethernet | CANoe |  | Software | 3934.5401 | 2 | 7869.0803 | [6 empty] | 0 | 0
DA | ESD-NR | ESD-NR2 | DAI | Canoe option.Flexray | CANoe |  | Software | 4213.7518 | 2 | 8427.5036 | [6 empty] | 0 | 0
DA | ESD-NR | ESD-NR2 | DAI | VN5610A Ethernet/CAN Interface | Measurement Module |  | Non-MAE | 1525.4307 | 2 | 3050.8613 | [6 empty] | 0 | 0
DA | ESD-NR | ESD-NR2 | DAI | VN7610 USB FlexRay | Measurement Module |  | Non-MAE | 2244.7883 | 2 | 4489.5766 | [6 empty] | 0 | 0
DA | ESD-NR | ESD-NR2 | DAI | Lauterbach POWER MODULE-3500 | Measurement Module |  | Non-MAE | 1911.5082 | 2 | 3823.0164 | [6 empty] | 3 | 5734.5245
DA | ESD-NR | ESD-NR2 | DAI | LAUTERBACH J-TAG DEBUGGER-3743X | Flashing Tool SW |  | Software | 1500 | 3 | 4500 | [6 empty] | 0 | 4500
DA | ESD-NR | ESD-NR2 | DAI | LAUTERBACH J-TAG DEBUGGER-3719 | Flashing Tool HW |  | Non-MAE | 2700 | 3 | 8100 | [6 empty] | 0 | 8100
DA | ESD-NR | ESD-NR2 | DAI | LAUTERBACH J-TAG DEBUGGER-7843 | Flashing Tool HW |  | Non-MAE | 2097 | 3 | 6291 | [6 empty] | 0 | 6291
DA | ESD-NR | ESD-NR3 | AUDI_HCP4 | JTAG Renesas E1-Renesas E1 | Labcar / Test System Accessories |  | Non-MAE | 128.004 | 2 | 256.008 | [6 empty] | 0 | 0
DA | ESD-NR | ESD-NR3 | AUDI_HCP4 | IC5000 Debugger base unit | Debugger HW |  | Non-MAE | 2028 | 2 | 4056 | [6 empty] | 1 | 2028
DA | ESD-NR | ESD-NR3 | AUDI_HCP4 | Infineon cable adaptor (10-pin DAP2 wide) | Interface Cable |  | Non-MAE | 309.36 | 2 | 618.72 | [6 empty] | 1 | 309.36
DA | ESD-NR | ESD-NR3 | AUDI_HCP4 | Tricore_1.6.2 Debug activation key(TC3xx) for IC5000 | Flashing Tool SW |  | Software | 1113.744 | 2 | 2227.488 | [6 empty] | 1 | 1113.744
DA | ESD-NR | ESD-NR3 | AUDI_HCP4 | Multi-core activation key for IC5000 | Flashing Tool SW |  | Software | 888.744 | 2 | 1777.488 | [6 empty] | 1 | 888.744
DA | ESD-NR | ESD-NR3 | AUDI_HCP4 | VN1630A CAN/LIN Interface | CANCase |  | Non-MAE | 1000 | 5 | 5000 | [6 empty] | 3 | 3000
DA | ESD-NR | ESD-NR3 | AUDI_HCP4 | LINpiggy 7269mag | Labcar / Test System Accessories |  | Non-MAE | 600 | 5 | 3000 | [6 empty] | 3 | 1800
DA | ESD-NR | ESD-NR3 | AUDI_HCP4 | CANoe | CANoe |  | Software | 8864.4 | 5 | 44322 | [6 empty] | 3 | 26593.2 | 2
DA | ESD-NR | ESD-NR3 | AUDI_HCP4 | CANoe option.lin | CANoe |  | Software | 1967.2701 | 5 | 9836.3504 | [6 empty] | 3 | 5901.8102
DA | ESD-NR | ESD-NR3 | AUDI_HCP4 | CANoe option.XCP | CANoe |  | Software | 1616.6569 | 3 | 4849.9708 | [6 empty] | 1 | 1616.6569
DA | ESD-NR | ESD-NR3 | AUDI_HCP4 | VX1544B (POD for VX1060 with DAP2 connector) | Lab Equipment |  | Non-MAE | 720 | 3 | 2160 | [6 empty] | 1 | 720
DA | ESD-NR | ESD-NR3 | AUDI_HCP4 | VX1348B XCP measurement Interface (Gen 5) | Measurement Module |  | Non-MAE | 94.8905 | 3 | 284.6715 | [6 empty] | 1 | 94.8905
DA | ESD-NR | ESD-NR3 | AUDI_HCP4 | Multitester | Measurement Module |  | Non-MAE | 2280 | 5 | 11400 | [6 empty] | 0 | 0
DA | ESD-NR | ESD-NR3 | AUDI_HCP4 | Carbox (USS Breakout box ) | Break-out Box |  | Non-MAE | 1272 | 5 | 6360 | [6 empty] | 0 | 0
DA | ESD-NR | ESD-NR3 | AUDI_HCP4 | Vtest studio Vector Keyman dongle | Measurement Module |  | Non-MAE | 90 | 4 | 360 | [6 empty] | 0 | 0
DA | ESD-NR | ESD-NR3 | AUDI_HCP4 | CANape | CANape |  | Software | 5095.708 | 3 | 15287.1241 | [6 empty] | 1 | 5095.708 | 3
DA | ESD-NR | ESD-NR3 | AUDI_HCP4 | power supply-aplab | Power Supply |  | MAE | 120 | 3 | 360 | [6 empty] | 0 | 0
DA | ESD-NR | ESD-NR3 | AUDI_HCP4 | TOE power supply-TOE 8815 | Power Supply |  | MAE | 6000 | 2 | 12000 | [6 empty] | 0 | 0
DA | ESD-NR | ESD-NR3 | AUDI_HCP4 | Sensor connectors-accessories | Labcar / Test System Accessories |  | Non-MAE | 12 | 5 | 60 | [6 empty] | 0 | 0
DA | ESD-NR | ESD-NR3 | AUDI_HCP4 | Arbnet SW License | Licenses |  | Software | 240 | 2 | 480 | [6 empty] | 1 | 240
DA | ESD-NR | ESD-NR3 | AUDI_HCP4 | VN5610A Ethernet/CAN Interface | Measurement Module |  | Non-MAE | 1525.4307 | 4 | 6101.7226 | [6 empty] | 3 | 4576.292
DA | ESD-NR | ESD-NR3 | AUDI_HCP4 | CANoe option.Ethernet | CANoe |  | Software | 3934.5401 | 4 | 15738.1606 | [6 empty] | 3 | 11803.6204
DA | ESD-NR | ESD-NR3 | AUDI_HCP4 | VX1060 base module and LFAST POD | Lab Equipment |  | Non-MAE | 2880 | 3 | 8640 | [6 empty] | 1 | 2880
DA | ESD-NR | ESD-NR3 | AUDI_HCP4 | 120 Ohms Connector | Labcar / Test System Accessories |  | Non-MAE | 18 | 10 | 180 | [6 empty] | 1 | 18
DA | ESD-NR | ESD-NR3 | RN | CANoe | CANoe |  | Software | 8864.4 | 2 | 17728.8 | [6 empty] | 2 | 17728.8
DA | ESD-NR | ESD-NR3 | FCA Gen6 Bp | VN1630A CAN/LIN Interface | CANCase |  | Non-MAE | 1000 | 2 | 2000 | [6 empty] | 2 | 2000
DA | ESD-NR | ESD-NR3 | FCA Gen6 Bp | CANoe | CANoe |  | Software | 8864.4 | 2 | 17728.8 | [6 empty] | 2 | 17728.8
DA | ESD-NR | ESD-NR3 | FCA Gen6 Bp | Canoe option.XCP | CANoe |  | Software | 1616.6569 | 2 | 3233.3139 | [6 empty] | 2 | 3233.3139
DA | ESD-CVO | ESD-CVO |  | Aplab Power Supply-Aplab L3220 | Power Supply |  | MAE | 437.781 | 6 | 2626.6861 | [6 empty] | 4 | 1751.1241
DA | ESD-CVO | ESD-CVO |  | EA Power Supply-EA-3016-40 B | Power Supply |  | MAE | 1218.9781 | 4 | 4875.9124 | [6 empty] | 4 | 4875.9124
DA | ESD-CVO | ESD-CVO |  | EA-UTA 12 USB Interface Converter | Lab Miscellaneous |  | Non-MAE | 150 | 6 | 900 | [6 empty] | 6 | 900
DA | ESD-CVO | ESD-CVO |  | CAN Stress | Measurement Module |  | Non-MAE | 4600 | 1 | 4600 | [6 empty] | 1 | 4600
DA | ESD-CVO | ESD-CVO |  | CANApe | CANape |  | Software | 5095.708 | 5 | 25478.5401 | [6 empty] | 5 | 25478.5401 | 5
DA | ESD-CVO | ESD-CVO |  | CanCase XL | Labcar / Test System Accessories |  | Non-MAE | 840 | 4 | 3360 | [6 empty] | 4 | 3360
DA | ESD-CVO | ESD-CVO |  | Candela studio version 7.0” | CANdela |  | Software | 11500 | 1 | 11500 | [6 empty] | 1 | 11500
DA | ESD-CVO | ESD-CVO |  | VN5610A Ethernet/CAN Interface | Measurement Module |  | Non-MAE | 1525.4307 | 9 | 13728.8759 | [6 empty] | 9 | 13728.8759
DA | ESD-CVO | ESD-CVO |  | CANoe | CANoe |  | Software | 8864.4 | 19 | 168423.6 | [6 empty] | 15 | 132966 | 15
DA | ESD-CVO | ESD-CVO |  | CANoe option.Flexray | CANoe |  | Software | 4213.7518 | 1 | 4213.7518 | [6 empty] | 1 | 4213.7518
DA | ESD-CVO | ESD-CVO |  | CANoe option.ethernet | CANoe |  | Software | 3934.5401 | 8 | 31476.3212 | [6 empty] | 6 | 23607.2409
DA | ESD-CVO | ESD-CVO |  | CANoe option.Diva | CANoe |  | Software | 4887.2701 | 2 | 9774.5401 | [6 empty] | 2 | 9774.5401
DA | ESD-CVO | ESD-CVO |  | CANoe option.XCP | CANoe |  | Software | 1616.6569 | 6 | 9699.9416 | [6 empty] | 6 | 9699.9416
DA | ESD-CVO | ESD-CVO |  | CANoe option J1939 | Canoe |  | Software | 6000 | 3 | 18000 | [6 empty] | 3 | 18000
DA | ESD-CVO | ESD-CVO |  | Vtest studio Bosch Bundle | MS Visual Studio |  | Software | 3048.6941 | 3 | 9146.0823 | [6 empty] | 3 | 9146.0823
DA | ESD-CVO | ESD-CVO |  | Vtest studio Vector Keyman dongle | Measurement Module |  | Non-MAE | 90 | 3 | 270 | [6 empty] | 3 | 270
DA | ESD-CVO | ESD-CVO |  | CANcable 2Y | Measurement Module |  | Non-MAE | 28.8759 | 55 | 1588.1752 | [6 empty] | 55 | 1588.1752
DA | ESD-CVO | ESD-CVO |  | Lauterbach ETM | Debugger HW |  | Non-MAE | 10000 | 2 | 20000 | [6 empty] | 2 | 20000
DA | ESD-CVO | ESD-CVO |  | Lauterbach(with JTAG connector, Mictor connector, Blue attachement cable) | Debugger HW |  | Non-MAE | 5500 | 12 | 66000 | [6 empty] | 12 | 66000
DA | ESD-CVO | ESD-CVO |  | Lauterbach DTP-60 Power Adapter | Debugger HW |  | Non-MAE | 100 | 12 | 1200 | [6 empty] | 12 | 1200
DA | ESD-CVO | ESD-CVO |  | Lauterbach: LA3500 programmer + Adaptor + debugger license + J-TagFlash | Debugger HW |  | Non-MAE | 5000 | 12 | 60000 | [6 empty] | 12 | 60000
DA | ESD-CVO | ESD-CVO |  | ODX Studio | ODX |  | Software | 3000 | 1 | 3000 | [6 empty] | 1 | 3000
DA | ESD-CVO | ESD-CVO |  | Oscilloscope | Oscilloscope |  | MAE | 7299.2701 | 2 | 14598.5401 | [6 empty] | 2 | 14598.5401
DA | ESD-CVO | ESD-CVO |  | test box | Labcar / Test System Accessories |  | Non-MAE | 2000 | 8 | 16000 | [6 empty] | 8 | 16000
DA | ESD-CVO | ESD-CVO |  | XETK cable | Interface Cable |  | Non-MAE | 116.7883 | 4 | 467.1533 | [6 empty] | 4 | 467.1533
DA | ESD-CVO | ESD-CVO |  | XETK Power Cable | Interface Cable |  | Non-MAE | 40 | 4 | 160 | [6 empty] | 4 | 0
DA | ESD-CVO | ESD-CVO |  | Hassy GEN 6 unit | Measurement Module |  | Non-MAE | 2160 | 2 | 4320 | [6 empty] | 2 | 4320
DA | ESD-CVO | ESD-CVO |  | IC5700 (Replacement ic 5500) | Debugger HW |  | Non-MAE | 3840 | 2 | 7680 | [6 empty] | 2 | 7680
DA | ESD-CVO | ESD-CVO |  | IC50389 MPC55xx /56xx/57xx/58xx Debug license | Debugger SW |  | Software | 1860 | 2 | 3720 | [6 empty] | 2 | 3720
DA | ESD-CVO | ESD-CVO |  | IC50305 Multicore license | Debugger SW |  | Software | 948 | 2 | 1896 | [6 empty] | 2 | 1896
DA | ESD-CVO | ESD-CVO |  | IC50150 MPC5xxx Adaptor | Debugger HW |  | Non-MAE | 84 | 2 | 168 | [6 empty] | 2 | 168
DA | ESD-CVO | ESD-CVO |  | BroadR-Reach Media converter | Labcar / Test System Accessories |  | Non-MAE | 2100 | 10 | 21000 | [6 empty] | 10 | 21000
DA | ESD-CVO | ESD-CVO |  | USB2ethernet Dongle | Labcar / Test System Accessories |  | Non-MAE | 100 | 10 | 1000 | [6 empty] | 10 | 1000
DA | ESD-CVO | ESD-CVO |  | Ethernet switch | Labcar / Test System Accessories |  | Non-MAE | 1000 | 10 | 10000 | [6 empty] | 10 | 10000
DA | ESD-CVO | ESD-CVO |  | HiL System - Video | Lab Equipment |  | MAE | 35000 | 2 | 70000 | [6 empty] | 1 | 35000
DA | ESD-CVO | ESD-CVO |  | HiL System - Radar | Lab Equipment |  | MAE | 13000 | 2 | 26000 | [6 empty] | 2 | 26000
DA | ESD-CVO | ESD-CVO |  | VT_System | Labcar / Test System |  | MAE | 7040 | 2 | 14080 | [6 empty] | 1 | 7040
DA | ESD-CVO | ESD-CVO |  | Tollenor Power supply-TOELLNER | Power Supply |  | MAE | 2280 | 10 | 22800 | [6 empty] | 8 | 18240
DA | ESD-CVO | ESD-CVO |  | VX1132 | Measurement Module |  | Non-MAE | 5130 | 6 | 30780 | [6 empty] | 6 | 30780
DA | ESD-ST | ESD-ST2 | RADAR | TOE Power Supply-TOE 8851-32 PS | Power Supply |  | MAE | 1560 | 22 | 34320 | [6 empty] | 0 | 0
DA | ESD-ST | ESD-ST2 | RADAR | TOE Power Supply-TOE 8952-40 PS | Power Supply |  | MAE | 1920 | 36 | 69120 | [6 empty] | 25 | 48000
DA | ESD-ST | ESD-ST2 | RADAR | Clara Industrial PC and Accessories | PC / Monitor |  | MAE | 4000 | 36 | 144000 | [6 empty] | 15 | 60000
DA | ESD-ST | ESD-ST2 | RADAR | Lab PCs | PC / Monitor |  | MAE | 1000 | 56 | 56000 | [6 empty] | 23 | 23000
DA | ESD-ST | ESD-ST2 | RADAR | VN1610 CAN Network Interface | Measurement Module |  | Non-MAE | 737.4599 | 43 | 31710.7737 | [6 empty] | 17 | 12536.8175
DA | ESD-ST | ESD-ST2 | RADAR | VN5610A Ethernet/CAN Interface | Measurement Module |  | Non-MAE | 1525.4307 | 15 | 22881.4599 | [6 empty] | 8 | 12203.4453
DA | ESD-ST | ESD-ST2 | RADAR | CANape | CANape |  | Software | 5095.708 | 58 | 295551.0657 | [6 empty] | 25 | 127392.7007 | 25
DA | ESD-ST | ESD-ST2 | RADAR | CANoe | CANoe |  | Software | 8864.4 | 41 | 363440.4 | [6 empty] | 8 | 70915.2 | 8
DA | ESD-ST | ESD-ST2 | RADAR | Canoe option.ethernet | CANoe |  | Software | 3934.5401 | 12 | 47214.4818 | [6 empty] | 8 | 31476.3212
DA | ESD-ST | ESD-ST2 | RADAR | Canoe option.Diva | CANoe |  | Software | 4887.2701 | 1 | 4887.2701 | [6 empty] | 1 | 4887.2701
DA | ESD-ST | ESD-ST2 | RADAR | Canalyzer | CANalyser |  | Software | 2364 | 17 | 40188 | [6 empty] | 17 | 40188 | 17
DA | ESD-ST | ESD-ST2 | RADAR | BroadR-Reach Media converter | Labcar / Test System Accessories |  | Non-MAE | 2100 | 6 | 12600 | [6 empty] | 3 | 6300
DA | ESD-ST | ESD-ST2 | RADAR | Intel 10GbE Ethernet Network Card | Lab Miscellaneous |  | Non-MAE | 401.4599 | 50 | 20072.9927 | [6 empty] | 15 | 6021.8978
DA | ESD-ST | ESD-ST2 | RADAR | EDIMAX USB to Ethernet Converter | Labcar / Test System Accessories |  | Non-MAE | 100 | 20 | 2000 | [6 empty] | 30 | 3000
DA | ESD-ST | ESD-ST2 | RADAR | Harness Making | ECU Wiring Harness |  | Non-MAE | 1000 | 60 | 60000 | [6 empty] | 25 | 25000
DA | ESD-ST | ESD-ST2 | RADAR | VX1135D Bundle RB ADAS INT | Measurement Module |  | Non-MAE | 4058.1022 | 43 | 174498.3942 | [6 empty] | 25 | 101452.5547
DA | ESD-ST | ESD-ST2 | RADAR | VX 1381 C (HSSL 2 cable 2 m) | Labcar / Test System Accessories |  | Non-MAE | 512.1672 | 43 | 22023.1877 | [6 empty] | 8 | 4097.3372
DA | ESD-ST | ESD-ST2 | RADAR | BR cable 2Y | Labcar / Test System Accessories |  | Non-MAE | 40 | 12 | 480 | [6 empty] | 8 | 320
DA | ESD-ST | ESD-ST2 | RADAR | CANcable 2Y | Measurement Module |  | Non-MAE | 28.8759 | 41 | 1183.9124 | [6 empty] | 35 | 1010.6569
DA | ESD-ST | ESD-ST2 | RADAR | 120 Ohms Connector | Labcar / Test System Accessories |  | Non-MAE | 18 | 74 | 1332 | [6 empty] | 50 | 900
DA | ESD-ST | ESD-ST2 | RADAR | Monitor | PC / Monitor |  | MAE | 180 | 39 | 7020 | [6 empty] | 35 | 6300
DA | ESD-NR | ESD-NR3 | UPM | USB2ethernet Dongle | Labcar / Test System Accessories |  | Non-MAE | 100 | 1 | 100 | [6 empty] | 1 | 100
DA | ESD-NR | ESD-NR3 | UPM | VN1630A CAN/LIN Interface | CANCase |  | Non-MAE | 1000 | 2 | 2000 | [6 empty] | 0 | 0
DA | ESD-NR | ESD-NR3 | UPM | Carbox (USS Breakout box ) | Break-out Box |  | Non-MAE | 1272 | 2 | 2544 | [6 empty] | 1 | 1272
DA | ESD-NR | ESD-NR3 | UPM | Vtest studio Vector Keyman dongle | Measurement Module |  | Non-MAE | 90 | 2 | 180 | [6 empty] | 1 | 90
DA | ESD-NR | ESD-NR3 | UPM | Multitester | Measurement Module |  | Non-MAE | 2280 | 3 | 6840 | [6 empty] | 3 | 6840
DA | ESD-NR | ESD-NR3 | UPM | power supply-aplab | Power Supply |  | MAE | 120 | 2 | 240 | [6 empty] | 1 | 120
DA | ESD-NR | ESD-NR3 | UPM | CANape | CANape |  | Software | 5095.708 | 1 | 5095.708 | [6 empty] | 0 | 0 | 1
DA | ESD-NR | ESD-NR3 | UPM | 120 Ohms Connector | Labcar / Test System Accessories |  | Non-MAE | 18 | 4 | 72 | [6 empty] | 4 | 72
DA | ESD-NR | ESD-NR3 | VW MEB | VN1630A CAN/LIN Interface | CANCase |  | Non-MAE | 1000 | 3 | 3000 | [6 empty] | 1 | 1000
DA | ESD-NR | ESD-NR3 | VW MEB | Carbox (USS Breakout box ) | Break-out Box |  | Non-MAE | 1272 | 3 | 3816 | [6 empty] | 1 | 1272
DA | ESD-NR | ESD-NR3 | VW MEB | Vtest studio Vector Keyman dongle | Measurement Module |  | Non-MAE | 90 | 3 | 270 | [6 empty] | 1 | 90
DA | ESD-NR | ESD-NR3 | VW MEB | Multitester | Measurement Module |  | Non-MAE | 2280 | 3 | 6840 | [6 empty] | 2 | 4560
DA | ESD-NR | ESD-NR3 | VW MEB | power supply-aplab | Power Supply |  | MAE | 120 | 3 | 360 | [6 empty] | 1 | 120
DA | ESD-NR | ESD-NR3 | VW MEB | CANape | CANape |  | Software | 5095.708 | 2 | 10191.4161 | [6 empty] | 1 | 5095.708 | 2
DA | ESD-NR | ESD-NR3 | VW MEB | IC5000 Debugger base unit | Debugger HW |  | Non-MAE | 2028 | 2 | 4056 | [6 empty] | 1 | 2028
DA | ESD-NR | ESD-NR3 | VW MEB | 120 Ohms Connector | Labcar / Test System Accessories |  | Non-MAE | 18 | 4 | 72 | [6 empty] | 4 | 72
DA | ESD-NR | ESD-NR3 | VW MEB | USB2ethernet Dongle | Labcar / Test System Accessories |  | Non-MAE | 100 | 3 | 300 | [6 empty] | 3 | 300
DA | ESD-NR | ESD-NR3 | VW MEB | VX1060 base module and LFAST POD | Lab Equipment |  | Non-MAE | 2880 | 3 | 8640 | [6 empty] | 1 | 2880
DA | ESD-NR | ESD-NR3 | Lucid | Multitester | Measurement Module |  | Non-MAE | 2280 | 1 | 2280 | [6 empty] | 1 | 2280
DA | ESD-NR | ESD-NR3 | Lucid | IC5000 Debugger base unit | Debugger HW |  | Non-MAE | 2028 | 1 | 2028 | [6 empty] | 0 | 0
DA | ESD-NR | ESD-NR3 | Lucid | IC50389 MPC55xx /56xx/57xx/58xx Debug license | Debugger SW |  | Software | 1860 | 1 | 1860 | [6 empty] | 0 | 0
DA | ESD-NR | ESD-NR3 | Lucid | IC50150 MPC5xxx Adaptor | Debugger HW |  | Non-MAE | 84 | 1 | 84 | [6 empty] | 0 | 0
DA | ESD-NR | ESD-NR3 | Lucid | IC50305 Multicore license | Debugger SW |  | Software | 948 | 1 | 948 | [6 empty] | 0 | 0
DA | ESD-NR | ESD-NR3 | Lucid | Carbox (USS Breakout box ) | Break-out Box |  | Non-MAE | 1272 | 1 | 1272 | [6 empty] | 1 | 1272
DA | ESD-NR | ESD-NR3 | Lucid | VN 1630A HW-Vector 2XCAN | Measurement |  | Non-MAE | 12000 | 1 | 12000 | [6 empty] | 0 | 0
DA | ESD-NR | ESD-NR3 | Lucid | CANoe | CANoe |  | Software | 8864.4 | 1 | 8864.4 | [6 empty] | 1 | 8864.4
DA | ESD-NR | ESD-NR3 | Lucid | Canoe option.XCP | CANoe |  | Software | 1616.6569 | 1 | 1616.6569 | [6 empty] | 1 | 1616.6569
DA | ESD-NR | ESD-NR3 | Lucid | VN1630A CAN/LIN Interface | CANCase |  | Non-MAE | 1000 | 1 | 1000 | [6 empty] | 1 | 1000
DA | ESD-NR | ESD-NR3 | Lucid | CANcable 2Y | Measurement Module |  | Non-MAE | 28.8759 | 1 | 28.8759 | [6 empty] | 1 | 28.8759
DA | ESD-NR | ESD-NR3 | Lucid | Canape | CANape |  | Software | 5095.708 | 1 | 5095.708 | [6 empty] | 0 | 0 | 1
DA | ESD-NR | ESD-NR3 | VW MQB37w | VN1630A CAN/LIN Interface | CANCase |  | Non-MAE | 1000 | 1 | 1000 | [6 empty] | 0 | 0
DA | ESD-NR | ESD-NR3 | VW MQB37w | Carbox (USS Breakout box ) | Break-out Box |  | Non-MAE | 1272 | 1 | 1272 | [6 empty] | 0 | 0
DA | ESD-NR | ESD-NR3 | VW MQB37w | Vtest studio Vector Keyman dongle | Measurement Module |  | Non-MAE | 90 | 1 | 90 | [6 empty] | 0 | 0
DA | ESD-NR | ESD-NR3 | VW MQB37w | Multitester | Measurement Module |  | Non-MAE | 2280 | 1 | 2280 | [6 empty] | 0 | 0
DA | ESD-NR | ESD-NR3 | VW MQB37w | power supply-aplab | Power Supply |  | MAE | 120 | 1 | 120 | [6 empty] | 0 | 0
DA | ESD-NR | ESD-NR3 | VW MQB37w | CANape | CANape |  | Software | 5095.708 | 1 | 5095.708 | [6 empty] | 0 | 0 | 1
DA | ESD-NR | ESD-NR3 | VW MQB37w | IC5000 Debugger base unit | Debugger HW |  | Non-MAE | 2028 | 1 | 2028 | [6 empty] | 0 | 0
DA | ESD-NR | ESD-NR3 | VW MQB37w | 120 Ohms Connector | Labcar / Test System Accessories |  | Non-MAE | 18 | 2 | 36 | [6 empty] | 0 | 0
DA | ESD-NR | ESD-NR3 | FCA Gen6 Bp | Canape | CANape |  | Software | 5095.708 | 2 | 10191.4161 | [6 empty] | 1 | 5095.708 | 2
DA | ESD-NR | ESD-NR3 | FCA Gen6 Bp | 120 Ohms Connector | Labcar / Test System Accessories |  | Non-MAE | 18 | 4 | 72 | [6 empty] | 4 | 72
DA | ESD-NR | ESD-NR3 | FCA Gen6 Bp | USB2ethernet Dongle | Labcar / Test System Accessories |  | Non-MAE | 100 | 2 | 200 | [6 empty] | 2 | 200
DA | ESD-NR | ESD-NR3 | FCA Gen6 Bp | Carbox (USS Breakout box ) | Break-out Box |  | Non-MAE | 1272 | 3 | 3816 | [6 empty] | 2 | 2544
DA | ESD-NR | ESD-NR3 | FCA Gen6 Bp | Multitester | Measurement Module |  | Non-MAE | 2280 | 3 | 6840 | [6 empty] | 2 | 4560
DA | ESD-NR | ESD-NR3 | FCA Gen6 Bp | Keysight Power Supply-Keysight E3648A | Power Supply |  | MAE | 1284.6715 | 2 | 2569.3431 | [6 empty] | 1 | 1284.6715
DA | ESD-PP | ESD-PP4 | FV3 Validation | TOE Power Supply-TOE 8951 | Power Supply |  | MAE | 1680 | 1 | 1680 | [6 empty] | 0 | 1680
DA | ESD-PP | ESD-PP4 | FV3 Validation | 10 Gbit ethernet cables | Lab Miscellaneous |  | Non-MAE | 130 | 2 | 260 | [6 empty] | 0 | 260
DA | ESD-PP | ESD-PP4 | FV3 Validation | Putty cable | Labcar / Test System Accessories |  | Non-MAE | 39.996 | 8 | 319.968 | [6 empty] | 0 | 319.968
DA | ESD-PP | ESD-PP4 | USS Tooling | Matlab licenses renewal-EU-Software | MATLAB |  | Software | 11 | 1 | 11 | [6 empty] | 0 | 11
DA | ESD-PP | ESD-PP4 | FV3 Validation | Diagra License | Diagra |  | Software | 1908 | 1 | 1908 | [6 empty] | 0 | 1908
DA | ESD-PP | ESD-PP4 | FV3 Validation | Kithara License Run Time License | Debugger SW |  | Software | 19800 | 1 | 19800 | [6 empty] | 0 | 19800
DA | ESD-PP | ESD-PP4 | FV3 Validation | LAUTERBACH J-TAG DEBUGGER-3719 | Flashing Tool HW |  | Non-MAE | 2700 | 1 | 2700 | [6 empty] | 0 | 2700
DA | ESD-NR | ESD-NR1 | FCA Alfa | Multitester | Measurement Module |  | Non-MAE | 2280 | 2 | 4560 | [6 empty] | 0 | 4560
DA | ESD-NR | ESD-NR1 | FCA Alfa | IC5000 Debugger base unit | Debugger HW |  | Non-MAE | 2028 | 2 | 4056 | [6 empty] | 0 | 4056
DA | ESD-NR | ESD-NR1 | FCA Alfa | IC50389 MPC55xx /56xx/57xx/58xx Debug license | Debugger SW |  | Software | 1860 | 2 | 3720 | [6 empty] | 0 | 3720
DA | ESD-NR | ESD-NR1 | FCA Alfa | IC50150 MPC5xxx Adaptor | Debugger HW |  | Non-MAE | 84 | 2 | 168 | [6 empty] | 0 | 168
DA | ESD-NR | ESD-NR1 | FCA Alfa | IC50305 Multicore license | Debugger SW |  | Software | 948 | 2 | 1896 | [6 empty] | 0 | 1896
DA | ESD-NR | ESD-NR1 | FCA Alfa | Carbox (USS Breakout box ) | Break-out Box |  | Non-MAE | 1272 | 2 | 2544 | [6 empty] | 0 | 2544
DA | ESD-NR | ESD-NR1 | FCA Alfa | VN 1630A HW-Vector 2XCAN | Measurement |  | Non-MAE | 12000 | 2 | 24000 | [6 empty] | 0 | 24000
DA | ESD-NR | ESD-NR1 | FCA Alfa | CANoe | CANoe |  | Software | 8864.4 | 2 | 17728.8 | [6 empty] | 0 | 17728.8 | 2
DA | ESD-NR | ESD-NR1 | FCA Alfa | Canoe option.XCP | CANoe |  | Software | 1616.6569 | 2 | 3233.3139 | [6 empty] | 0 | 3233.3139
DA | ESD-NR | ESD-NR1 | FCA Alfa | CanCase XL | Labcar / Test System Accessories |  | Non-MAE | 840 | 2 | 1680 | [6 empty] | 0 | 1680
DA | ESD-NR | ESD-NR1 | FCA Alfa | CANcable 2Y | Measurement Module |  | Non-MAE | 28.8759 | 2 | 57.7518 | [6 empty] | 0 | 57.7518
DA | ESD-NR | ESD-NR1 | Ferrari | Multitester | Measurement Module |  | Non-MAE | 2280 | 2 | 4560 | [6 empty] | 0 | 4560
DA | ESD-NR | ESD-NR1 | Ferrari | IC5000 Debugger base unit | Debugger HW |  | Non-MAE | 2028 | 2 | 4056 | [6 empty] | 0 | 4056
DA | ESD-NR | ESD-NR1 | Ferrari | IC50389 MPC55xx /56xx/57xx/58xx Debug license | Debugger SW |  | Software | 1860 | 2 | 3720 | [6 empty] | 0 | 3720
DA | ESD-NR | ESD-NR1 | Ferrari | IC50150 MPC5xxx Adaptor | Debugger HW |  | Non-MAE | 84 | 2 | 168 | [6 empty] | 0 | 168
DA | ESD-NR | ESD-NR1 | Ferrari | IC50305 Multicore license | Debugger SW |  | Software | 948 | 2 | 1896 | [6 empty] | 0 | 1896
DA | ESD-NR | ESD-NR1 | Ferrari | Carbox (USS Breakout box ) | Break-out Box |  | Non-MAE | 1272 | 2 | 2544 | [6 empty] | 0 | 2544
DA | ESD-NR | ESD-NR1 | Ferrari | VN 1630A HW-Vector 2XCAN | Measurement |  | Non-MAE | 12000 | 2 | 24000 | [6 empty] | 0 | 24000
DA | ESD-NR | ESD-NR1 | Ferrari | CANoe | CANoe |  | Software | 8864.4 | 2 | 17728.8 | [6 empty] | 0 | 17728.8 | 2
DA | ESD-NR | ESD-NR1 | Ferrari | Canoe option.XCP | CANoe |  | Software | 1616.6569 | 2 | 3233.3139 | [6 empty] | 0 | 3233.3139
DA | ESD-NR | ESD-NR1 | Ferrari | CanCase XL | Labcar / Test System Accessories |  | Non-MAE | 840 | 2 | 1680 | [6 empty] | 0 | 1680
DA | ESD-NR | ESD-NR1 | Ferrari | CANcable 2Y | Measurement Module |  | Non-MAE | 28.8759 | 2 | 57.7518 | [6 empty] | 0 | 57.7518
DA | ESD-NR | ESD-NR1 | Ducato | Multitester | Measurement Module |  | Non-MAE | 2280 | 2 | 4560 | [6 empty] | 0 | 0
DA | ESD-NR | ESD-NR1 | Ducato | IC5000 Debugger base unit | Debugger HW |  | Non-MAE | 2028 | 2 | 4056 | [6 empty] | 0 | 0 | Ducato not planned for Bp20
DA | ESD-NR | ESD-NR1 | Ducato | IC50389 MPC55xx /56xx/57xx/58xx Debug license | Debugger SW |  | Software | 1860 | 2 | 3720 | [6 empty] | 0 | 0
DA | ESD-NR | ESD-NR1 | Ducato | IC50150 MPC5xxx Adaptor | Debugger HW |  | Non-MAE | 84 | 2 | 168 | [6 empty] | 0 | 0
DA | ESD-NR | ESD-NR1 | Ducato | IC50305 Multicore license | Debugger SW |  | Software | 948 | 2 | 1896 | [6 empty] | 0 | 0
DA | ESD-NR | ESD-NR1 | Ducato | Carbox (USS Breakout box ) | Break-out Box |  | Non-MAE | 1272 | 2 | 2544 | [6 empty] | 0 | 0
DA | ESD-NR | ESD-NR1 | Ducato | VN 1630A HW-Vector 2XCAN | Measurement |  | Non-MAE | 12000 | 2 | 24000 | [6 empty] | 0 | 0
DA | ESD-NR | ESD-NR1 | Ducato | CANoe | CANoe |  | Software | 8864.4 | 2 | 17728.8 | [6 empty] | 0 | 0
DA | ESD-NR | ESD-NR1 | Ducato | Canoe option.XCP | CANoe |  | Software | 1616.6569 | 2 | 3233.3139 | [6 empty] | 0 | 0
DA | ESD-NR | ESD-NR1 | Ducato | CanCase XL | Labcar / Test System Accessories |  | Non-MAE | 840 | 2 | 1680 | [6 empty] | 0 | 0
DA | ESD-NR | ESD-NR1 | Ducato | CANcable 2Y | Measurement Module |  | Non-MAE | 28.8759 | 2 | 57.7518 | [6 empty] | 0 | 0
DA | ESD-NR | ESD-NR1 | PSA | Multitester | Measurement Module |  | Non-MAE | 2280 | 2 | 4560 | [6 empty] | 1 | 2280 | Qty 1 is sufficient
DA | ESD-NR | ESD-NR1 | PSA | IC5000 Debugger base unit | Debugger HW |  | Non-MAE | 2028 | 2 | 4056 | [6 empty] | 1 | 2028
DA | ESD-NR | ESD-NR1 | PSA | IC50389 MPC55xx /56xx/57xx/58xx Debug license | Debugger SW |  | Software | 1860 | 2 | 3720 | [6 empty] | 1 | 1860
DA | ESD-NR | ESD-NR1 | PSA | IC50150 MPC5xxx Adaptor | Debugger HW |  | Non-MAE | 84 | 2 | 168 | [6 empty] | 1 | 84
DA | ESD-NR | ESD-NR1 | PSA | IC50305 Multicore license | Debugger SW |  | Software | 948 | 2 | 1896 | [6 empty] | 1 | 948
DA | ESD-NR | ESD-NR1 | PSA | Carbox (USS Breakout box ) | Break-out Box |  | Non-MAE | 1272 | 2 | 2544 | [6 empty] | 1 | 1272
DA | ESD-NR | ESD-NR1 | PSA | VN 1630A HW-Vector 2XCAN | Measurement |  | Non-MAE | 12000 | 2 | 24000 | [6 empty] | 1 | 12000
DA | ESD-NR | ESD-NR1 | PSA | CANoe | CANoe |  | Software | 8864.4 | 2 | 17728.8 | [6 empty] | 1 | 8864.4 | 1
DA | ESD-NR | ESD-NR1 | PSA | Canoe option.XCP | CANoe |  | Software | 1616.6569 | 2 | 3233.3139 | [6 empty] | 1 | 1616.6569
DA | ESD-NR | ESD-NR1 | PSA | CanCase XL | Labcar / Test System Accessories |  | Non-MAE | 840 | 2 | 1680 | [6 empty] | 1 | 840
DA | ESD-NR | ESD-NR1 | PSA | CANcable 2Y | Measurement Module |  | Non-MAE | 28.8759 | 2 | 57.7518 | [6 empty] | 1 | 28.8759
DA | ESD-NR | ESD-NR1 | SWEET 400 | Multitester | Measurement Module |  | Non-MAE | 2280 | 2 | 4560 | [6 empty] | 0 | 0 | SWEET 400 not planned for Bp20
DA | ESD-NR | ESD-NR1 | SWEET 400 | IC5000 Debugger base unit | Debugger HW |  | Non-MAE | 2028 | 2 | 4056 | [6 empty] | 0 | 0
DA | ESD-NR | ESD-NR1 | SWEET 400 | IC50389 MPC55xx /56xx/57xx/58xx Debug license | Debugger SW |  | Software | 1860 | 2 | 3720 | [6 empty] | 0 | 0
DA | ESD-NR | ESD-NR1 | SWEET 400 | IC50150 MPC5xxx Adaptor | Debugger HW |  | Non-MAE | 84 | 2 | 168 | [6 empty] | 0 | 0
DA | ESD-NR | ESD-NR1 | SWEET 400 | IC50305 Multicore license | Debugger SW |  | Software | 948 | 2 | 1896 | [6 empty] | 0 | 0
DA | ESD-NR | ESD-NR1 | SWEET 400 | Carbox (USS Breakout box ) | Break-out Box |  | Non-MAE | 1272 | 2 | 2544 | [6 empty] | 0 | 0
DA | ESD-NR | ESD-NR1 | SWEET 400 | VN 1630A HW-Vector 2XCAN | Measurement |  | Non-MAE | 12000 | 2 | 24000 | [6 empty] | 0 | 0
DA | ESD-NR | ESD-NR1 | SWEET 400 | CANoe | CANoe |  | Software | 8864.4 | 2 | 17728.8 | [6 empty] | 0 | 0
DA | ESD-NR | ESD-NR1 | SWEET 400 | Canoe option.XCP | CANoe |  | Software | 1616.6569 | 2 | 3233.3139 | [6 empty] | 0 | 0
DA | ESD-NR | ESD-NR1 | SWEET 400 | CanCase XL | Labcar / Test System Accessories |  | Non-MAE | 840 | 2 | 1680 | [6 empty] | 0 | 0
DA | ESD-NR | ESD-NR1 | SWEET 400 | CANcable 2Y | Measurement Module |  | Non-MAE | 28.8759 | 2 | 57.7518 | [6 empty] | 0 | 0
DA | ESD-PP | ESD-PP4 | PF Tools | Star cooperation cable | Lab Miscellaneous |  | Non-MAE | 2400 | 1 | 2400 | [6 empty] | 0 | 2400
DA | ESD-PP | ESD-PP4 | PF Tools | Kithara Driver annual maintenance (Gen3) | Debugger SW |  | Software | 9600 | 2 | 19200 | [6 empty] | 0 | 19200
DA | ESD-PP | ESD-PP4 | PF Tools | Kithara Driver annual maintenance - Development (Gen2.5) | Debugger SW |  | Software | 4074 | 2 | 8148 | [6 empty] | 0 | 8148
DA | ESD-PP | ESD-PP4 | PF Tools | Kithara Driver annual maintenance - runtime (Gen2.5) | Debugger SW |  | Software | 180 | 1 | 180 | [6 empty] | 0 | 180
DA | ESD-PP | ESD-PP4 | PF Tools | Diagra-D annual maintenance (Gen3) | Diagra |  | Software | 180 | 2 | 360 | [6 empty] | 0 | 360
DA | ESD-PP | ESD-PP4 | PF Tools | Diagra-D annual maintenance (Gen2.5) | Diagra |  | Software | 180 | 3 | 540 | [6 empty] | 0 | 540
DA | ESD-PP | ESD-PP1 | Athena Premium RADAR | TOE Power Supply-TOE 8952-40 PS | Power Supply |  | MAE | 1920 | 1 | 1920 | [6 empty] | 0 | 1920
DA | ESD-PP | ESD-PP1 | Athena Premium RADAR | LAUTERBACH J-TAG DEBUGGER-3737 | Flashing Tool HW |  | Non-MAE | 2099.7518 | 2 | 4199.5036 | [6 empty] | 0 | 4199.5036
DA | ESD-PP | ESD-PP1 | Athena Premium RADAR | Lauterbach Mictor Connector-3722 | Labcar / Test System Accessories |  | Non-MAE | 169.2117 | 2 | 338.4234 | [6 empty] | 0 | 338.4234
DA | ESD-PP | ESD-PP1 | Athena Premium RADAR | LAUTERBACH J-TAG DEBUGGER-7960X | Flashing Tool SW |  | Software | 892.3066 | 2 | 1784.6131 | [6 empty] | 0 | 1784.6131
DA | ESD-PP | ESD-PP1 | Athena Premium RADAR | Lauterbach POWER MODULE-3500 | Measurement Module |  | Non-MAE | 1911.5082 | 2 | 3823.0164 | [6 empty] | 0 | 3823.0164
DA | ESD-PP | ESD-PP1 | Athena Premium RADAR | VN5610A Ethernet/CAN Interface | Measurement Module |  | Non-MAE | 1525.4307 | 2 | 3050.8613 | [6 empty] | 1 | 1525.4307
DA | ESD-PP | ESD-PP1 | Athena Premium RADAR | IC50389 MPC55xx /56xx/57xx/58xx Debug license | Debugger SW |  | Software | 1860 | 2 | 3720 | [6 empty] | 0 | 3720
DA | ESD-PP | ESD-PP1 | Athena Premium RADAR | Canalyzer | CANalyser |  | Software | 2364 | 2 | 4728 | [6 empty] | 1 | 2364 | 1
DA | ESD-PP | ESD-PP1 | Athena Premium RADAR | Canoe option.XCP | CANoe |  | Software | 1616.6569 | 2 | 3233.3139 | [6 empty] | 1 | 1616.6569
DA | ESD-PP | ESD-PP1 | Athena Short Range RADAR | TOE Power Supply-TOE 8952-40 PS | Power Supply |  | MAE | 1920 | 2 | 3840 | [6 empty] | 0 | 3840
DA | ESD-PP | ESD-PP1 | Athena Short Range RADAR | LAUTERBACH J-TAG DEBUGGER-3737 | Flashing Tool HW |  | Non-MAE | 2099.7518 | 2 | 4199.5036 | [6 empty] | 0 | 4199.5036
DA | ESD-PP | ESD-PP1 | Athena Short Range RADAR | Lauterbach Mictor Connector-3722 | Labcar / Test System Accessories |  | Non-MAE | 169.2117 | 2 | 338.4234 | [6 empty] | 0 | 338.4234
DA | ESD-PP | ESD-PP1 | Athena Short Range RADAR | LAUTERBACH J-TAG DEBUGGER-7960X | Flashing Tool SW |  | Software | 892.3066 | 2 | 1784.6131 | [6 empty] | 0 | 1784.6131
DA | ESD-PP | ESD-PP1 | Athena Short Range RADAR | Lauterbach POWER MODULE-3500 | Measurement Module |  | Non-MAE | 1911.5082 | 2 | 3823.0164 | [6 empty] | 0 | 3823.0164
DA | ESD-PP | ESD-PP1 | Athena Short Range RADAR | VN 1610 HW-Vector 2XCAN | Measurement |  | Non-MAE | 12000 | 2 | 24000 | [6 empty] | 1 | 12000
DA | ESD-PP | ESD-PP1 | Athena Short Range RADAR | IC50389 MPC55xx /56xx/57xx/58xx Debug license | Debugger SW |  | Software | 1860 | 2 | 3720 | [6 empty] | 0 | 3720
DA | ESD-PP | ESD-PP1 | Athena Short Range RADAR | Canalyzer | CANalyser |  | Software | 2364 | 2 | 4728 | [6 empty] | 1 | 2364 | 1
DA | ESD-PP | ESD-PP1 | PJIF Premium RADAR | Canoe option.XCP | CANoe |  | Software | 1616.6569 | 2 | 3233.3139 | [6 empty] | 1 | 1616.6569
DA | ESD-PP | ESD-PP1 | PJIF Premium RADAR | TOE Power Supply-TOE 8952-40 PS | Power Supply |  | MAE | 1920 | 1 | 1920 | [6 empty] | 0 | 1920
DA | ESD-PP | ESD-PP1 | PJIF Premium RADAR | LAUTERBACH J-TAG DEBUGGER-3737 | Flashing Tool HW |  | Non-MAE | 2099.7518 | 2 | 4199.5036 | [6 empty] | 0 | 4199.5036
DA | ESD-PP | ESD-PP1 | PJIF Premium RADAR | Lauterbach Mictor Connector-3722 | Labcar / Test System Accessories |  | Non-MAE | 169.2117 | 2 | 338.4234 | [6 empty] | 0 | 338.4234
DA | ESD-PP | ESD-PP1 | PJIF Premium RADAR | LAUTERBACH J-TAG DEBUGGER-7960X | Flashing Tool SW |  | Software | 892.3066 | 2 | 1784.6131 | [6 empty] | 0 | 1784.6131
DA | ESD-PP | ESD-PP1 | PJIF Premium RADAR | Lauterbach POWER MODULE-3500 | Measurement Module |  | Non-MAE | 1911.5082 | 2 | 3823.0164 | [6 empty] | 0 | 3823.0164
DA | ESD-PP | ESD-PP1 | PJIF Premium RADAR | VN5610A Ethernet/CAN Interface | Measurement Module |  | Non-MAE | 1525.4307 | 2 | 3050.8613 | [6 empty] | 1 | 1525.4307
DA | ESD-PP | ESD-PP1 | PJIF Premium RADAR | IC50389 MPC55xx /56xx/57xx/58xx Debug license | Debugger SW |  | Software | 1860 | 2 | 3720 | [6 empty] | 0 | 3720
DA | ESD-PP | ESD-PP1 | PJIF Premium RADAR | Canalyzer | CANalyser |  | Software | 2364 | 2 | 4728 | [6 empty] | 1 | 2364 | 1
DA | ESD-PP | ESD-PP1 | PJIF Gen 5 S-device | TOE Power Supply-TOE 8952-40 PS | Power Supply |  | MAE | 1920 | 2 | 3840 | [6 empty] | 0 | 3840
DA | ESD-PP | ESD-PP1 | PJIF Gen 5 S-device | LAUTERBACH J-TAG DEBUGGER-3737 | Flashing Tool HW |  | Non-MAE | 2099.7518 | 2 | 4199.5036 | [6 empty] | 0 | 4199.5036
DA | ESD-PP | ESD-PP1 | PJIF Gen 5 S-device | Lauterbach Mictor Connector-3722 | Labcar / Test System Accessories |  | Non-MAE | 169.2117 | 2 | 338.4234 | [6 empty] | 0 | 338.4234
DA | ESD-PP | ESD-PP1 | PJIF Gen 5 S-device | LAUTERBACH J-TAG DEBUGGER-7960X | Flashing Tool SW |  | Software | 892.3066 | 2 | 1784.6131 | [6 empty] | 0 | 1784.6131
DA | ESD-PP | ESD-PP1 | PJIF Gen 5 S-device | Lauterbach POWER MODULE-3500 | Measurement Module |  | Non-MAE | 1911.5082 | 2 | 3823.0164 | [6 empty] | 0 | 3823.0164
DA | ESD-PP | ESD-PP1 | PJIF Gen 5 S-device | VN 1610 HW-Vector 2XCAN | Measurement |  | Non-MAE | 12000 | 2 | 24000 | [6 empty] | 1 | 12000
DA | ESD-PP | ESD-PP1 | PJIF Gen 5 S-device | IC50389 MPC55xx /56xx/57xx/58xx Debug license | Debugger SW |  | Software | 1860 | 2 | 3720 | [6 empty] | 0 | 3720
DA | ESD-PP | ESD-PP1 | PJIF Gen 5 S-device | Canalyzer | CANalyser |  | Software | 2364 | 2 | 4728 | [6 empty] | 1 | 2364 | 1
DA | ESD-ST | ESD-ST1 | Honda_Gen3 | Lauterbach POWER MODULE-3500 | Measurement Module |  | Non-MAE | 1911.5082 | 1 | 1911.5082 | [6 empty] | 0 | 1911.5082
DA | ESD-ST | ESD-ST1 | Honda_Gen3 | LAUTERBACH J-TAG DEBUGGER-7843 | Flashing Tool HW |  | Non-MAE | 2097 | 1 | 2097 | [6 empty] | 0 | 2097
DA | ESD-ST | ESD-ST1 | Honda_Gen3 | LAUTERBACH J-TAG DEBUGGER-3743X | Flashing Tool SW |  | Software | 1500 | 1 | 1500 | [6 empty] | 0 | 1500
DA | ESD-ST | ESD-ST1 | Honda_Gen3 | Monitor | PC / Monitor |  | MAE | 180 | 1 | 180 | [6 empty] | 0 | 180
DA | ESD-ST | ESD-ST1 | Honda_Gen3 | TOE Power Supply-TOE 8952-40 PS | Power Supply |  | MAE | 1920 | 1 | 1920 | [6 empty] | 0 | 1920
DA | ESD-ST | ESD-ST1 | Honda_Gen3 | Canoe option.XCP | CANoe |  | Software | 1616.6569 | 1 | 1616.6569 | [6 empty] | 0 | 1616.6569
DA | ESD-ST | ESD-ST1 | Honda_Gen3 | 120 Ohms Connector | Labcar / Test System Accessories |  | Non-MAE | 18 | 1 | 18 | [6 empty] | 0 | 18
DA | ESD-ST | ESD-ST1 | Honda_Gen3 | CANcable 2Y | Measurement Module |  | Non-MAE | 28.8759 | 2 | 57.7518 | [6 empty] | 0 | 57.7518
DA | ESD-ST | ESD-ST1 | Honda_Gen3 | Lab PCs | PC / Monitor |  | MAE | 1000 | 1 | 1000 | [6 empty] | 0 | 1000
DA | ESD-ST | ESD-ST1 | Honda_Gen3 | Monitor | PC / Monitor |  | MAE | 180 | 1 | 180 | [6 empty] | 0 | 180
DA | ESD-ST | ESD-ST1 | JLR - ReApp - Gen 3 | TOE Power Supply-TOE 8952-40 PS | Power Supply |  | MAE | 1920 | 1 | 1920 | [6 empty] | 0 | 1920
DA | ESD-ST | ESD-ST1 | JLR - ReApp - Gen 3 | Canoe option.ethernet | CANoe |  | Software | 3934.5401 | 1 | 3934.5401 | [6 empty] | 0 | 3934.5401
DA | ESD-ST | ESD-ST1 | JLR - ReApp - Gen 3 | Canoe option.XCP | CANoe |  | Software | 1616.6569 | 1 | 1616.6569 | [6 empty] | 0 | 1616.6569
DA | ESD-ST | ESD-ST1 | JLR - ReApp - Gen 3 | CANoe | CANoe |  | Software | 8864.4 | 1 | 8864.4 | [6 empty] | 0 | 8864.4 | 1
DA | ESD-ST | ESD-ST1 | JLR - ReApp - Gen 3 | 120 Ohms Connector | Labcar / Test System Accessories |  | Non-MAE | 18 | 1 | 18 | [6 empty] | 0 | 18
DA | ESD-ST | ESD-ST1 | JLR - ReApp - Gen 3 | CANcable 2Y | Measurement Module |  | Non-MAE | 28.8759 | 2 | 57.7518 | [6 empty] | 0 | 57.7518
DA | ESD-ST | ESD-ST1 | JLR - ReApp - Gen 3 | Lab PCs | PC / Monitor |  | MAE | 1000 | 1 | 1000 | [6 empty] | 0 | 1000
DA | ESD-ST | ESD-ST1 | JLR - ReApp - Gen 3 | Monitor | PC / Monitor |  | MAE | 180 | 1 | 180 | [6 empty] | 0 | 180
DA | ESD-ST | ESD-ST1 | JLR-Gen3 | Ethernet switch | Labcar / Test System Accessories |  | Non-MAE | 1000 | 1 | 1000 | [6 empty] | 0 | 1000
DA | ESD-ST | ESD-ST1 | JLR-Gen3 | Lindy | Lab Equipment |  | Non-MAE | 36.4964 | 1 | 36.4964 | [6 empty] | 0 | 36.4964
DA | ESD-ST | ESD-ST1 | JLR-Gen3 | LAUTERBACH J-TAG DEBUGGER-3719 | Flashing Tool HW |  | Non-MAE | 2700 | 1 | 2700 | [6 empty] | 0 | 2700
DA | ESD-ST | ESD-ST1 | JLR-Gen3 | LAUTERBACH J-TAG DEBUGGER-3743 | Flashing Tool HW |  | Non-MAE | 2099.7518 | 4 | 8399.0073 | [6 empty] | 0 | 8399.0073
DA | ESD-ST | ESD-ST1 | JLR-Gen3 | Kithara Driver annual maintenance (Gen3) | Debugger SW |  | Software | 9600 | 1 | 9600 | [6 empty] | 0 | 9600
DA | ESD-ST | ESD-ST1 | VW | odis license | (blank) |  | Software | 1023.3577 | 1 | 1023.3577 | [6 empty] | 0 | 1023.3577
DA | ESD-ST | ESD-ST1 | JLR-Gen2 | Kithara Driver annual maintenance - runtime (Gen2.5) | Debugger SW |  | Software | 180 | 4 | 720 | [6 empty] | 0 | 720
DA | ESD-ST | ESD-ST1 | JLR-Gen3 | Diagra-D annual maintenance (Gen3) | Diagra |  | Software | 180 | 1 | 180 | [6 empty] | 0 | 180
DA | ESD-ST | ESD-ST1 | JLR-Gen2.5 | Diagra-D annual maintenance (Gen2.5) | Diagra |  | Software | 180 | 4 | 720 | [6 empty] | 0 | 720
DA | ESD-ST | ESD-ST1 | JLR | Lauterbach(with JTAG connector, Mictor connector, Blue attachement cable) | Debugger HW |  | Non-MAE | 5500 | 2 | 11000 | [6 empty] | 0 | 11000
DA | ESD-ST | ESD-ST1 |  | PIT Accessories | Labcar / Test System Accessories |  | Non-MAE | 1000 | 1 | 1000 | [6 empty] | 0 | 1000
DA | ESD-FR | ESD-FR2 | RADAR | Canoe option.ethernet | CANoe |  | Software | 3934.5401 | 7 | 27541.781 | [6 empty] | 0 | 27541.781
DA | ESD-FR | ESD-FR2 | RADAR | TOE Power Supply-TOE 8952-40 PS | Power Supply |  | MAE | 1920 | 4 | 7680 | [6 empty] | 0 | 7680
DA | ESD-FR | ESD-FR2 | RADAR | LAUTERBACH J-TAG DEBUGGER-3737 | Flashing Tool HW |  | Non-MAE | 2099.7518 | 13 | 27296.7737 | [6 empty] | 0 | 27296.7737
DA | ESD-FR | ESD-FR2 | RADAR | Lauterbach Mictor Connector-3722 | Labcar / Test System Accessories |  | Non-MAE | 169.2117 | 2 | 338.4234 | [6 empty] | 0 | 338.4234
DA | ESD-FR | ESD-FR2 | RADAR | LAUTERBACH J-TAG DEBUGGER-7960X | Flashing Tool SW |  | Software | 892.3066 | 13 | 11599.9854 | [6 empty] | 0 | 11599.9854
DA | ESD-FR | ESD-FR2 | RADAR | Lauterbach POWER MODULE-3500 | Measurement Module |  | Non-MAE | 1911.5082 | 13 | 24849.6063 | [6 empty] | 0 | 24849.6063
DA | ESD-FR | ESD-FR3 | RADAR | VN5610A Ethernet/CAN Interface | Measurement Module |  | Non-MAE | 1525.4307 | 7 | 10678.0146 | [6 empty] | 0 | 10678.0146
DA | ESD-FR | ESD-FR3 | RADAR | IC50389 MPC55xx /56xx/57xx/58xx Debug license | Debugger SW |  | Software | 1860 | 2 | 3720 | [6 empty] | 0 | 3720
DA | ESD-FR | ESD-FR3 | RADAR | Canalyzer | CANalyser |  | Software | 2364 | 6 | 14184 | [6 empty] | 6 | 14184 | 6
DA | ESD-FR | ESD-FR3 | RADAR | VN 1610 HW-Vector 2XCAN | Measurement |  | Non-MAE | 12000 | 6 | 72000 | [6 empty] | 0 | 72000
DA | ESD-FR | ESD-FR3 | RADAR | CANape | CANape |  | Software | 5095.708 | 13 | 66244.2044 | [6 empty] | 0 | 66244.2044 | 13
DA | ESD-FR | ESD-FR7 | RADAR | 120 Ohms Connector | Labcar / Test System Accessories |  | Non-MAE | 18 | 13 | 234 | [6 empty] | 0 | 234
DA | ESD-FR | ESD-FR7 | RADAR | CANcable 2Y | Measurement Module |  | Non-MAE | 28.8759 | 13 | 375.3869 | [6 empty] | 0 | 375.3869
DA | ESD-FR | ESD-FR7 | RADAR | BR cable 2Y | Labcar / Test System Accessories |  | Non-MAE | 40 | 6 | 240 | [6 empty] | 0 | 240
DA | ESD-FR | ESD-FR7 | RADAR | Aplab Power Supply-APLAB L3205 | Power Supply |  | MAE | 175.0073 | 9 | 1575.0657 | [6 empty] | 0 | 1575.0657
DA | ESD-PP | ESD-PP5 | PJ-IF (SWE4 + SWE6) | Lauterbach: LA3500 programmer + Adaptor + debugger license + J-TagFlash | Debugger HW |  | Non-MAE | 5000 | 2 | 10000 | [6 empty] | 0 | 10000
DA | ESD-PP | ESD-PP5 | PJ-IF | IC5000 Debugger base unit | Debugger HW |  | Non-MAE | 2028 | 1 | 2028 | [6 empty] | 0 | 2028
DA | ESD-PP | ESD-PP5 | PJ-IF | IC50305 Multicore license | Debugger SW |  | Software | 948 | 1 | 948 | [6 empty] | 0 | 948
DA | ESD-PP | ESD-PP5 | PJ-IF | IC50389 MPC55xx /56xx/57xx/58xx Debug license | Debugger SW |  | Software | 1860 | 1 | 1860 | [6 empty] | 0 | 1860
DA | ESD-PP | ESD-PP5 | PJ-IF | IC50020 Debug trace module (Cable ) | Debugger HW |  | Non-MAE | 480 | 1 | 480 | [6 empty] | 0 | 480
DA | ESD-PP | ESD-PP5 | PJ-IF | TOE Power Supply-TOE 8950-40 PS | Power Supply |  | MAE | 1920 | 3 | 5760 | [6 empty] | 0 | 5760
DA | ESD-PP | ESD-PP5 | PJ-IF | VN5640 Ethernet/Can interface | Measurement Module |  | Non-MAE | 2951.7646 | 2 | 5903.5291 | [6 empty] | 1 | 2951.7646
DA | ESD-PP | ESD-PP5 | PJ-IF | Canoe option.ethernet | CANoe |  | Software | 3934.5401 | 2 | 7869.0803 | [6 empty] | 1 | 3934.5401
DA | ESD-PP | ESD-PP5 | PJIF (SWE4) | Trace32 Tricore Simulator License | Flashing Tool SW |  | Software | 10200 | 2 | 20400 | [6 empty] | 0 | 20400
DA | ESD-FR | ESD-FR5 | VIDEO | CANoe | CANoe |  | Software | 8864.4 | 2 | 17728.8 | [6 empty] | 0 | 17728.8 | 2
DA | ESD-FR | ESD-FR5 | VIDEO | LAUTERBACH J-TAG DEBUGGER-3743 | Flashing Tool HW |  | Non-MAE | 2099.7518 | 2 | 4199.5036 | [6 empty] | 0 | 4199.5036
DA | ESD-FR | ESD-FR5 | VIDEO | Lauterbach Mictor Connector-3722 | Labcar / Test System Accessories |  | Non-MAE | 169.2117 | 2 | 338.4234 | [6 empty] | 0 | 338.4234
DA | ESD-FR | ESD-FR5 | VIDEO | VN5610A Ethernet/CAN Interface | Measurement Module |  | Non-MAE | 1525.4307 | 2 | 3050.8613 | [6 empty] | 0 | 3050.8613
DA | ESD-FR | ESD-FR5 | VIDEO | LAUTERBACH J-TAG DEBUGGER-7843 | Flashing Tool HW |  | Non-MAE | 2097 | 2 | 4194 | [6 empty] | 0 | 4194
DA | ESD-FR | ESD-FR5 | VIDEO | Lauterbach POWER MODULE-3505 | Measurement Module |  | Non-MAE | 3043.9854 | 2 | 6087.9708 | [6 empty] | 0 | 6087.9708
DA | ESD-FR | ESD-FR5 | VIDEO | Canoe option.ethernet | CANoe |  | Software | 3934.5401 | 2 | 7869.0803 | [6 empty] | 0 | 7869.0803
DA | ESD-FR | ESD-FR5 | VIDEO | Canoe option.XCP | CANoe |  | Software | 1616.6569 | 2 | 3233.3139 | [6 empty] | 0 | 3233.3139
DA | ESD-FR | ESD-FR5 | VIDEO | BR cable 2Y | Labcar / Test System Accessories |  | Non-MAE | 40 | 2 | 80 | [6 empty] | 0 | 80
DA | ESD-FR | ESD-FR5 | VIDEO | TOE Power Supply-TOE 8952-40 PS | Power Supply |  | MAE | 1920 | 2 | 3840 | [6 empty] | 0 | 3840
DA | ESD-FR | ESD-FR5 | VIDEO | CANcable 2Y | Measurement Module |  | Non-MAE | 28.8759 | 2 | 57.7518 | [6 empty] | 0 | 57.7518
DA | ESD-FR | ESD-FR5 | VIDEO | Putty cable | Labcar / Test System Accessories |  | Non-MAE | 39.996 | 2 | 79.992 | [6 empty] | 0 | 79.992
DA | ESD-FR | ESD-FR5 | VIDEO | Lauterbach ETM | Debugger HW |  | Non-MAE | 10000 | 2 | 20000 | [6 empty] | 0 | 20000
DA | ESD-FR | ESD-FR7 | RADAR | VX1132C XCP measurement Interface (GEN 5) | Measurement Module |  | Non-MAE | 2780.9912 | 5 | 13904.956 | [6 empty] | 0 | 13904.956
DA | ESD-FR | ESD-FR7 | RADAR | CC-DA MKS/PTC Integrity Life-Cycle Management | MKS |  | Non-MAE | 345 | 12 | 4140 | [6 empty] | 0 | 4140
DA | ESD-PP | ESD-PP5 | Athena Test | JTAG Renesas E1-Renesas E1 | Labcar / Test System Accessories |  | Non-MAE | 128.004 | 2 | 256.008 | [6 empty] | 1 | 128.004
DA | ESD-PP | ESD-PP5 | Athena Test | IC5000 Debugger base unit | Debugger HW |  | Non-MAE | 2028 | 2 | 4056 | [6 empty] | 1 | 2028
DA | ESD-PP | ESD-PP5 | Athena Test | Infineon cable adaptor (10-pin DAP2 wide) | Interface Cable |  | Non-MAE | 309.36 | 2 | 618.72 | [6 empty] | 1 | 309.36
DA | ESD-PP | ESD-PP5 | Athena Test | Tricore_1.6.2 Debug activation key(TC3xx) for IC5000 | Flashing Tool SW |  | Software | 1113.744 | 2 | 2227.488 | [6 empty] | 1 | 2227.488
DA | ESD-PP | ESD-PP5 | Athena Test | Multi-core activation key for IC5000 | Flashing Tool SW |  | Software | 888.744 | 2 | 1777.488 | [6 empty] | 1 | 1777.488
DA | ESD-PP | ESD-PP5 | Athena Test | VN1630A CAN/LIN Interface | CANCase |  | Non-MAE | 1000 | 5 | 5000 | 5-Athena and 1 PF-USS | [5 empty] | 3 | 3000
DA | ESD-PP | ESD-PP5 | Athena Test | vFlash | Flashing Tool SW |  | Software | 1706.4 | 3 | 5119.2 | [6 empty] | 2 | 5119.2
DA | ESD-PP | ESD-PP5 | Athena Test | CANoe | CANoe |  | Software | 8864.4 | 5 | 44322 | 5-Athena and 1 PF-USS | [5 empty] | 2 | 17728.8 | 2
DA | ESD-PP | ESD-PP5 | Athena Test | CANoe option.Diva | CANoe |  | Software | 4887.2701 | 5 | 24436.3504 | 5-Athena and 1 PF-USS | [5 empty] | 2 | 9774.5401
DA | ESD-PP | ESD-PP5 | Athena Test | CANoe option.XCP | CANoe |  | Software | 1616.6569 | 3 | 4849.9708 | 5-Athena and 1 PF-USS | [5 empty] | 2 | 3233.3139
DA | ESD-PP | ESD-PP5 | Athena Test | VX1544B (POD for VX1060 with DAP2 connector) | Lab Equipment |  | Non-MAE | 720 | 3 | 2160 | [6 empty] | 0 | 2160
DA | ESD-PP | ESD-PP5 | Athena Test | VX1348B XCP measurement Interface (Gen 5) | Measurement Module |  | Non-MAE | 94.8905 | 3 | 284.6715 | [6 empty] | 0 | 284.6715
DA | ESD-PP | ESD-PP5 | Athena Test | Multitester | Measurement Module |  | Non-MAE | 2280 | 4 | 9120 | [6 empty] | 0 | 9120
DA | ESD-PP | ESD-PP5 | Athena Test | Carbox (USS Breakout box ) | Break-out Box |  | Non-MAE | 1272 | 5 | 6360 | [6 empty] | 0 | 6360
DA | ESD-PP | ESD-PP5 | Athena Test | Vtest studio Vector Keyman dongle | Measurement Module |  | Non-MAE | 90 | 4 | 360 | [6 empty] | 3 | 270
DA | ESD-PP | ESD-PP5 | Athena Test | CANape | CANape |  | Software | 5095.708 | 3 | 15287.1241 | [6 empty] | 0 | 15287.1241 | 3
DA | ESD-PP | ESD-PP5 | Athena Test | power supply-aplab | Power Supply |  | MAE | 120 | 3 | 360 | [6 empty] | 0 | 360
DA | ESD-PP | ESD-PP5 | Athena Test | TOE power supply-TOE 8815 | Power Supply |  | MAE | 6000 | 2 | 12000 | [6 empty] | 0 | 12000
DA | ESD-PP | ESD-PP5 | Athena Test | Sensor connectors-accessories | Labcar / Test System Accessories |  | Non-MAE | 12 | 5 | 60 | [6 empty] | 0 | 60
DA | ESD-PP | ESD-PP5 | Athena Test | Kithara License Run Time License | Debugger SW |  | Software | 19800 | 2 | 39600 | [6 empty] | 1 | 19800
DA | ESD-PP | ESD-PP5 | Athena Test | VN5640 Ethernet/Can interface | Measurement Module |  | Non-MAE | 2951.7646 | 4 | 11807.0582 | [6 empty] | 2 | 5903.5291
DA | ESD-PP | ESD-PP5 | Athena Test | CANoe option.Ethernet | CANoe |  | Software | 3934.5401 | 4 | 15738.1606 | [6 empty] | 2 | 7869.0803
DA | ESD-PP | ESD-PP5 | Athena Test | VX1060 base module and LFAST POD | Lab Equipment |  | Non-MAE | 2880 | 3 | 8640 | [6 empty] | 2 | 5760
DA | ESD-PP | ESD-PP5 | Athena Test | 120 Ohms Connector | Labcar / Test System Accessories |  | Non-MAE | 18 | 10 | 180 | [6 empty] | 0 | 180
DA | ESD-PP | ESD-PP5 | Athena Test | HiL System - Video | Lab Equipment |  | MAE | 35000 | 2 | 70000 | [6 empty] | 1 | 35000
DA | ESD-PP | ESD-PP5 | Athena Test | HiL System - Radar | Lab Equipment |  | MAE | 13000 | 1 | 13000 | [6 empty] | 0 | 0
DA | ESD-PP | ESD-PP5 | Athena Test | TOE Power Supply-TOE 8952-40 PS | Power Supply |  | MAE | 1920 | 6 | 11520 | [6 empty] | 4 | 7680
DA | ESD-PP | ESD-PP5 | Athena Test | Clara Industrial PC and Accessories | PC / Monitor |  | MAE | 4000 | 4 | 16000 | [6 empty] | 0 | 16000
DA | ESD-PP | ESD-PP5 | Athena Test | Lab PCs | PC / Monitor |  | MAE | 1000 | 4 | 4000 | [6 empty] | 0 | 4000
DA | ESD-PP | ESD-PP5 | Athena Test | VN1610 CAN Network Interface | Measurement Module |  | Non-MAE | 737.4599 | 3 | 2212.3796 | [6 empty] | 1 | 737.4599
DA | ESD-PP | ESD-PP5 | Athena Test | VN5610A Ethernet/CAN Interface | Measurement Module |  | Non-MAE | 1525.4307 | 3 | 4576.292 | [6 empty] | 2 | 3050.8613
DA | ESD-PP | ESD-PP5 | Athena Test | CANape | CANape |  | Software | 5095.708 | 3 | 15287.1241 | 3-Athena and 1-PF-USS | [5 empty] | 0 | 15287.1241 | 3
DA | ESD-PP | ESD-PP5 | Athena Test | Canoe | CANoe |  | Software | 8864.4 | 4 | 35457.6 | [6 empty] | 2 | 17728.8 | 2
DA | ESD-PP | ESD-PP5 | Athena Test | Canoe option.ethernet | CANoe |  | Software | 3934.5401 | 3 | 11803.6204 | [6 empty] | 2 | 7869.0803
DA | ESD-PP | ESD-PP5 | Athena Test | Canoe option.Diva | CANoe |  | Software | 4887.2701 | 2 | 9774.5401 | [6 empty] | 2 | 9774.5401
DA | ESD-PP | ESD-PP5 | Athena Test | Monitor | PC / Monitor |  | MAE | 180 | 4 | 720 | [6 empty] | 0 | 720
DA | ESD-PP | ESD-PP5 | Athena Test | Lauterbach POWER MODULE-3505 | Measurement Module |  | Non-MAE | 3043.9854 | 1 | 3043.9854 | [6 empty] | 0 | 3043.9854
DA | ESD-PP | ESD-PP5 | Athena Test | Intel 10GbE Ethernet Network Card | Lab Miscellaneous |  | Non-MAE | 401.4599 | 10 | 4014.5985 | [6 empty] | 0 | 4014.5985
DA | ESD-PP | ESD-PP5 | Athena Test | LAUTERBACH J-TAG DEBUGGER-3743X | Flashing Tool SW |  | Software | 1500 | 4 | 6000 | [6 empty] | 2 | 3000
DA | ESD-PP | ESD-PP5 | Athena Test | LAUTERBACH J-TAG DEBUGGER-7843 | Flashing Tool HW |  | Non-MAE | 2097 | 4 | 8388 | [6 empty] | 2 | 4194
DA | ESD-PP | ESD-PP5 | Athena Test | VX1135D Bundle RB ADAS INT | Measurement Module |  | Non-MAE | 4058.1022 | 4 | 16232.4088 | [6 empty] | 2 | 8116.2044
DA | ESD-PP | ESD-PP5 | Athena Test | VX 1381 C (HSSL 2 cable 2 m) | Labcar / Test System Accessories |  | Non-MAE | 512.1672 | 4 | 2048.6686 | [6 empty] | 0 | 2048.6686
DA | ESD-PP | ESD-PP5 | Athena Test | BR cable 2Y | Labcar / Test System Accessories |  | Non-MAE | 40 | 4 | 160 | [6 empty] | 0 | 160
DA | ESD-PP | ESD-PP5 | Athena Test | CANcable 2Y | Measurement Module |  | Non-MAE | 28.8759 | 10 | 288.7591 | [6 empty] | 0 | 288.7591
DA | ESD-PP | ESD-PP5 | Athena Test | 120 Ohms Connector | Labcar / Test System Accessories |  | Non-MAE | 18 | 10 | 180 | [6 empty] | 0 | 180
DA | ESD-PP | ESD-PP5 | Athena Test | CarMaker/HIL pro Nodelocked package - Windows & XENO Industry – Perpetual | Labcar / Test System Accessories |  | Software | 58958 | 1 | 58958 | [6 empty] | 0 | 58958
DA | ESD-PP | ESD-PP5 | Athena Test | IPG Hardware | Lab Equipment |  | Non-MAE | 11279.11 | 1 | 11279.11 | [6 empty] | 0 | 11279.11
DA | ESD-PP | ESD-PP5 | Athena Test | Lauterbach Mictor Connector-3722 | Labcar / Test System Accessories |  | Non-MAE | 169.2117 | 4 | 676.8467 | [6 empty] | 2 | 338.4234
DA | ESD-PP | ESD-PP5 | Athena Test | VX1060 base module and LFAST POD | Lab Equipment |  | Non-MAE | 2880 | 3 | 8640 | 3 -Athena and 1 PF_USS | [5 empty] | 0 | 8640
DA | ESD-PP | ESD-PP5 | Athena Test | VX1060 XCP measurement Interface | Measurement Module |  | Non-MAE | 2230.9489 | 3 | 6692.8467 | 3 -Athena and 1 PF_USS | [5 empty] | 0 | 6692.8467
DA | ESD-PP | ESD-PP5 | Athena Test | VT_System | Labcar / Test System |  | MAE | 7040 | 2 | 14080 | [6 empty] | 1 | 7040
DA | ESD-PP | ESD-PP5 | FV | TOE Power Supply-TOE 8952-40 PS | Power Supply |  | MAE | 1920 | 2 | 3840 | [6 empty] | 0 | 3840
DA | ESD-PP | ESD-PP5 | FV | Oscilloscope | Oscilloscope |  | MAE | 7299.2701 | 1 | 7299.2701 | [6 empty] | 0 | 7299.2701
DA | ESD-PP | ESD-PP5 | FV | Smart Card-CyberSecurity | Labcar / Test System Accessories |  | Non-MAE | 274.8 | 1 | 274.8 | [6 empty] | 0 | 274.8
DA | ESD-PP | ESD-PP5 | FV | VN5610A Ethernet/CAN Interface | Measurement Module |  | Non-MAE | 1525.4307 | 1 | 1525.4307 | [6 empty] | 0 | 1525.4307
DA | ESD-PP | ESD-PP5 | FV | 120 Ohms Connector | Labcar / Test System Accessories |  | Non-MAE | 18 | 1 | 18 | [6 empty] | 0 | 18
DA | ESD-PP | ESD-PP5 | FV | Calibration Box with LCD Display | Labcar / Test System Accessories |  | Non-MAE | 399.6 | 10 | 3996 | [6 empty] | 0 | 3996
DA | ESD-PP | ESD-PP5 | FV | Lauterbach: LA3500 programmer + Adaptor + debugger license + J-TagFlash | Debugger HW |  | Non-MAE | 5000 | 1 | 5000 | [6 empty] | 0 | 5000
DA | ESD-PP | ESD-PP5 | FV | LAUTERBACH J-TAG DEBUGGER-3743 | Flashing Tool HW |  | Non-MAE | 2099.7518 | 1 | 2099.7518 | [6 empty] | 0 | 2099.7518
DA | ESD-PP | ESD-PP5 | FV | LAUTERBACH J-TAG DEBUGGER-7843 | Flashing Tool HW |  | Non-MAE | 2097 | 1 | 2097 | [6 empty] | 0 | 2097
DA | ESD-PP | ESD-PP5 | FV | Putty cable | Labcar / Test System Accessories |  | Non-MAE | 39.996 | 12 | 479.952 | [6 empty] | 0 | 479.952
DA | ESD-PP | ESD-PP5 | FV | Lab PCs | PC / Monitor |  | MAE | 1000 | 3 | 3000 | [6 empty] | 0 | 3000
DA | ESD-PP | ESD-PP5 | FV | Monitor | PC / Monitor |  | MAE | 180 | 3 | 540 | [6 empty] | 0 | 540
DA | ESD-PP | ESD-PP3 | PF-USS | Multitester | Measurement Module |  | Non-MAE | 2280 | 8 | 18240 | [6 empty] | 0 | 18240
DA | ESD-PP | ESD-PP3 | PF-USS | LOGUSS | Lab Equipment |  | Non-MAE | 2000 | 20 | 40000 | [6 empty] | 0 | 40000
DA | ESD-PP | ESD-PP3 | PF-USS | IC5000 Debugger base unit | Debugger HW |  | Non-MAE | 2028 | 6 | 12168 | [6 empty] | 0 | 12168
DA | ESD-PP | ESD-PP3 | PF-USS | Carbox | Labcar / Test System Accessories |  | Non-MAE | 1200 | 8 | 9600 | [6 empty] | 6 | 7200
DA | ESD-PP | ESD-PP3 | PF-USS | VN1630A CAN/LIN Interface | CANCase |  | Non-MAE | 1000 | 9 | 9000 | [6 empty] | 6 | 6000
DA | ESD-PP | ESD-PP3 | PF-USS | EA Power Supply-EA-2042-06-B | Power Supply |  | MAE | 343.0657 | 7 | 2401.4599 | [6 empty] | 0 | 2401.4599
DA | ESD-PP | ESD-PP3 | PF-USS | Harness Making | ECU Wiring Harness |  | Non-MAE | 1000 | 16 | 16000 | [6 empty] | 0 | 16000
DA | ESD-PP | ESD-PP3 | PF-USS | CANcable 2Y | Measurement Module |  | Non-MAE | 28.8759 | 8 | 231.0073 | [6 empty] | 0 | 231.0073
DA | ESD-PP | ESD-PP3 | PF-USS | AMC for IC5000 units | HW Upgrade |  | Non-MAE | 1200 | 11 | 13200 | [6 empty] | 0 | 13200
DA | ESD-PP | ESD-PP3 | PF-USS | AMC CANoe-Vector AMC | Measurement |  | Software | 1616.16 | 11 | 17777.76 | [6 empty] | 0 | 17777.76
DA | ESD-PP | ESD-PP3 | PF-USS | JTAG connector 3874 | Labcar / Test System Accessories |  | Non-MAE | 230 | 12 | 2760 | [6 empty] | 0 | 2760
DA | ESD-PP | ESD-PP3 | PF-USS | CANoe | CANoe |  | Software | 8864.4 | 8 | 70915.2 | [6 empty] | 2 | 17728.8 | 2
DA | ESD-PP | ESD-PP3 | PF-USS | vTESTstudio-AMC | V-Test Studio |  | Software | 824.7726 | 1 | 824.7726 | [6 empty] | 0 | 824.7726
DA | ESD-PP | ESD-PP3 | PF-USS | CANape-AMC | CANape |  | Software | 849.635 | 2 | 1699.2701 | [6 empty] | 0 | 1699.2701
DA | ESD-PP | ESD-PP3 | PF-USS | Vtest studio Vector Keyman dongle | Measurement Module |  | Non-MAE | 90 | 2 | 180 | [6 empty] | 0 | 180
DA | ESD-PP | ESD-PP3 | PF-USS | 120 Ohms Connector | Labcar / Test System Accessories |  | Non-MAE | 18 | 30 | 540 | [6 empty] | 0 | 540
DA | ESD-PP | ESD-PP3 | PF-USS | Canape | CANape |  | Software | 5095.708 | 4 | 20382.8321 | [6 empty] | 2 | 10191.4161 | 2
DA | ESD-PP | ESD-PP3 | PF-USS | Canoe option.XCP | CANoe |  | Software | 1616.6569 | 4 | 6466.6277 | [6 empty] | 2 | 3233.3139
DA | ESD-PP | ESD-PP3 | PF-USS | IC50389 MPC55xx /56xx/57xx/58xx Debug license | Debugger SW |  | Software | 1860 | 6 | 11160 | [6 empty] | 0 | 11160
DA | ESD-PP | ESD-PP3 | PF-USS | Canoe option.ethernet | CANoe |  | Software | 3934.5401 | 1 | 3934.5401 | [6 empty] | 0 | 3934.5401
DA | ESD-PP | ESD-PP3 | PF-USS | FlexRay Card-EB5100 | Labcar / Test System Accessories |  | Non-MAE | 6000 | 1 | 6000 | [6 empty] | 0 | 6000
DA | ESD-PP | ESD-PP3 | PF-USS | Canoe option.XCP | CANoe |  | Software | 1616.6569 | 2 | 3233.3139 | [6 empty] | 1 | 1616.6569
DA | ESD-PP | ESD-PP3 | PF-USS | CANoe option.lin | CANoe |  | Software | 1967.2701 | 1 | 1967.2701 | [6 empty] | 0 | 1967.2701
DA | ESD-PP | ESD-PP3 | PF-USS | Canoe option.Diva | CANoe |  | Software | 4887.2701 | 1 | 4887.2701 | [6 empty] | 0 | 4887.2701
DA | ESD-PP | ESD-PP3 | PF-USS | EMU6 XCP measurement interface Cable | Measurement Module |  | Non-MAE | 1200 | 1 | 1200 | [6 empty] | 0 | 1200
DA | ESD-PP | ESD-PP3 | PF-USS | LAUTERBACH J-TAG DEBUGGER-3719 | Flashing Tool HW |  | Non-MAE | 2700 | 2 | 5400 | [6 empty] | 0 | 5400
DA | ESD-PP | ESD-PP3 | PF-USS | LAUTERBACH J-TAG DEBUGGER-3743 | Flashing Tool HW |  | Non-MAE | 2099.7518 | 2 | 4199.5036 | [6 empty] | 0 | 4199.5036
DA | ESD-PP | ESD-PP3 | PF-USS | Vtest studio Vector Keyman dongle | Measurement Module |  | Non-MAE | 90 | 2 | 180 | [6 empty] | 0 | 180
DA | ESD-PP | ESD-PP3 | PF-USS | HiL System - USS | Lab Equipment |  | MAE | 35000 | 1 | 35000 | [6 empty] | 0 | 0
DA | ESD-PP | ESD-PP3 | PF-USS | LAUTERBACH J-TAG DEBUGGER-7960X | Flashing Tool SW |  | Software | 892.3066 | 2 | 1784.6131 | [6 empty] | 1 | 892.3066
DA | ESD-PP | ESD-PP3 | PF-USS | Lauterbach DTP-60 Power Adapter | Debugger HW |  | Non-MAE | 100 | 1 | 100 | [6 empty] | 0 | 100
DA | ESD-PP | ESD-PP3 | PF-USS | USB cables-Accessories | Labcar / Test System Accessories |  | Non-MAE | 4.8 | 5 | 24 | [6 empty] | 0 | 24
DA | ESD-PP | ESD-PP3 | PF-USS | 10 Gbit ethernet cables | Lab Miscellaneous |  | Non-MAE | 130 | 4 | 520 | [6 empty] | 0 | 520
DA | ESD-PP | ESD-PP3 | PF-USS | LAUTERBACH J-TAG DEBUGGER-7843 | Flashing Tool HW |  | Non-MAE | 2097 | 2 | 4194 | [6 empty] | 0 | 4194
DA | ESD-PP | ESD-PP3 | PF-USS | FR Cable | Labcar / Test System Accessories |  | Non-MAE | 40 | 2 | 80 | [6 empty] | 0 | 80
DA | ESD-PP | ESD-PP3 | PF-USS | Monaco Tester | Labcar / Test System Accessories |  | Non-MAE | 10000 | 2 | 20000 | [6 empty] | 0 | 0
DA | ESD-PP | ESD-PP3 | PF-USS | VN8972 HW + SW-Vector 1-FR/3-CAN/1-LIN/1-IO Module | Measurement |  | Non-MAE | 30000 | 1 | 30000 | [6 empty] | 0 | 30000
DA | ESD-PP | ESD-PP3 | PF-USS | VN 8912 HW-Vector | Measurement |  | Non-MAE | 18000 | 1 | 18000 | [6 empty] | 0 | 18000
DA | ESD-PP | ESD-PP3 | PF-USS | EMU6 XCP measurement interface Cable | Measurement Module |  | Non-MAE | 1200 | 1 | 1200 | [6 empty] | 0 | 1200
DA | ESD-PP | ESD-PP3 | PF-USS | Vtest studio Bosch Bundle | MS Visual Studio |  | Software | 3048.6941 | 2 | 6097.3882 | [6 empty] | 0 | 6097.3882
DA | ESD-PP | ESD-PP3 | PF-USS | Camera Mount Vise | Labcar / Test System Accessories |  | Non-MAE | 192 | 8 | 1536 | [6 empty] | 0 | 1536
DA | ESD-PP | ESD-PP3 | PF-USS | VN5610A Ethernet/CAN Interface | Measurement Module |  | Non-MAE | 1525.4307 | 1 | 1525.4307 | [6 empty] | 0 | 1525.4307
DA | ESD-PP | ESD-PP3 | PF-USS | Smart Card-CyberSecurity | Labcar / Test System Accessories |  | Non-MAE | 274.8 | 1 | 274.8 | [6 empty] | 0 | 274.8
DA | ESD-PP | ESD-PP3 | PF-USS | CarBox | Labcar / Test System Accessories |  | Non-MAE | 1200 | 6 | 7200 | [6 empty] | 0 | 7200
DA | ESD-PP | ESD-PP3 | PF-USS | Lauterbach POWER MODULE-3500 | Measurement Module |  | Non-MAE | 1911.5082 | 2 | 3823.0164 | [6 empty] | 0 | 3823.0164
DA | ESD-PP | ESD-PP3 | PF-USS | Female Banana Connector-Accessories | Labcar / Test System Accessories |  | Non-MAE | 1.2 | 15 | 18 | [6 empty] | 0 | 18
DA | ESD-PP | ESD-PP3 | PF-USS | Flex ray stress tool-Software | Flexray |  | Software | 9600 | 1 | 9600 | [6 empty] | 0 | 9600
DA | ESD-PP | ESD-PP3 | PF-USS | VT_System | Labcar / Test System |  | MAE | 7040 | 3 | 21120 | [6 empty] | 1 | 7040
DA | ESD-PP | ESD-PP3 | PF-USS | EDIMAX USB to Ethernet Converter | Labcar / Test System Accessories |  | Non-MAE | 100 | 7 | 700 | [6 empty] | 0 | 700
DA | ESD-PP | ESD-PP3 | PF-USS | Lab PCs | PC / Monitor |  | MAE | 1000 | 5 | 5000 | [6 empty] | 3 | 3000
DA | ESD-PP | ESD-PP3 | PF-USS | Monitor | PC / Monitor |  | MAE | 180 | 5 | 900 | [6 empty] | 3 | 540
DA | ESD-PP | ESD-PP5 | PF-USS | Multitester | Measurement Module |  | Non-MAE | 2280 | 2 | 4560 | [6 empty] | 0 | 4560
DA | ESD-PP | ESD-PP5 | PF-USS | Carbox | Labcar / Test System Accessories |  | Non-MAE | 1200 | 2 | 2400 | [6 empty] | 0 | 2400
DA | ESD-PP | PP2 | Athena | LAUTERBACH J-TAG DEBUGGER-7843 | Flashing Tool HW |  | Non-MAE | 2097 | 2 | 4194 | [6 empty] | 0 | 4194
DA | ESD-PP | PP2 | Athena | LAUTERBACH J-TAG DEBUGGER-3743 | Flashing Tool HW |  | Non-MAE | 2099.7518 | 2 | 4199.5036 | [6 empty] | 0 | 4199.5036
DA | ESD-PP | PP2 | Athena | Lauterbach Mictor Connector-3722 | Labcar / Test System Accessories |  | Non-MAE | 169.2117 | 2 | 338.4234 | [6 empty] | 0 | 338.4234
DA | ESD-PP | PP2 | Athena | Lauterbach POWER MODULE-3500 | Measurement Module |  | Non-MAE | 1911.5082 | 2 | 3823.0164 | [6 empty] | 0 | 3823.0164
DA | ESD-PP | PP2 | Athena | VN5610A Ethernet/CAN Interface | Measurement Module |  | Non-MAE | 1525.4307 | 2 | 3050.8613 | [6 empty] | 1 | 1525.4307
DA | ESD-PP | PP2 | Athena | Putty cable | Labcar / Test System Accessories |  | Non-MAE | 39.996 | 6 | 239.976 | [6 empty] | 0 | 239.976
DA | ESD-PP | PP2 | Athena | BR cable 2Y | Labcar / Test System Accessories |  | Non-MAE | 40 | 6 | 240 | [6 empty] | 0 | 240
DA | ESD-PP | PP2 | Athena | CANoe | CANoe |  | Software | 8864.4 | 2 | 17728.8 | [6 empty] | 0 | 17728.8 | 2
DA | ESD-PP | PP2 | Athena | Canoe option.ethernet | CANoe |  | Software | 3934.5401 | 2 | 7869.0803 | [6 empty] | 0 | 7869.0803
DA | ESD-PP | PP2 | Athena | Candela studio version 7.0” | CANdela |  | Software | 11500 | 1 | 11500 | [6 empty] | 0 | 11500
DA | ESD-PP | PP2 | Athena | Lab PCs | PC / Monitor |  | MAE | 1000 | 2 | 2000 | [6 empty] | 0 | 2000
DA | ESD-PP | PP6 | PF-NRC | Aplab Power Supply-Aplab LQ6324P | Power Supply |  | MAE | 243.0657 | 3 | 729.1971 | [6 empty] | 0 | 729.1971
DA | ESD-PP | PP6 | PF-NRC | LAUTERBACH J-TAG DEBUGGER-3719 | Flashing Tool HW |  | Non-MAE | 2700 | 3 | 8100 | [6 empty] | 0 | 8100
DA | ESD-PP | PP6 | PF-NRC | LAUTERBACH J-TAG DEBUGGER-7843 | Flashing Tool HW |  | Non-MAE | 2097 | 3 | 6291 | [6 empty] | 0 | 6291
DA | ESD-PP | PP6 | PF-NRC | CANoe | CANoe |  | Software | 8864.4 | 3 | 26593.2 | [6 empty] | 1 | 8864.4 | 1
DA | ESD-PP | PP6 | PF-NRC | Canoe option.Flexray | CANoe |  | Software | 4213.7518 | 2 | 8427.5036 | [6 empty] | 1 | 4213.7518
DA | ESD-PP | PP6 | PF-NRC | Canoe option.XCP | CANoe |  | Software | 1616.6569 | 1 | 1616.6569 | [6 empty] | 1 | 1616.6569
DA | ESD-PP | PP6 | PF-NRC | Lauterbach POWER MODULE-3500 | Measurement Module |  | Non-MAE | 1911.5082 | 6 | 11469.0491 | [6 empty] | 0 | 11469.0491
DA | ESD-PP | PP6 | PF-NRC | VN7610 USB FlexRay | Measurement Module |  | Non-MAE | 2244.7883 | 1 | 2244.7883 | [6 empty] | 0 | 2244.7883
DA | ESD-PP | PP6 | PF-NRC | VN8914 Base Module | Measurement Module |  | Non-MAE | 2189.781 | 2 | 4379.562 | [6 empty] | 0 | 4379.562
DA | ESD-PP | PP6 | PF-NRC | Lab PCs | PC / Monitor |  | MAE | 1000 | 3 | 3000 | [6 empty] | 0 | 3000
DA | ESD-PP | PP2 | PF-FV | LAUTERBACH J-TAG DEBUGGER-7843 | Flashing Tool HW |  | Non-MAE | 2097 | 2 | 4194 | [6 empty] | 0 | 4194
DA | ESD-PP | PP2 | PF-FV | LAUTERBACH J-TAG DEBUGGER-3743 | Flashing Tool HW |  | Non-MAE | 2099.7518 | 2 | 4199.5036 | [6 empty] | 0 | 4199.5036
DA | ESD-PP | PP2 | PF-FV | Lauterbach POWER MODULE-3500 | Measurement Module |  | Non-MAE | 1911.5082 | 2 | 3823.0164 | [6 empty] | 0 | 3823.0164
DA | ESD-PP | PP2 | PF-FV | CANoe | CANoe |  | Software | 8864.4 | 2 | 17728.8 | [6 empty] | 1 | 8864.4 | 1
DA | ESD-PP | PP2 | PF-FV | Canoe option.ethernet | CANoe |  | Software | 3934.5401 | 2 | 7869.0803 | [6 empty] | 1 | 3934.5401
DA | ESD-PP | PP2 | PF-FV | LA 8035 License update | Lauterbach SW |  | Software | 900 | 2 | 1800 | [6 empty] | 0 | 1800
DA | ESD-PP | PP2 | PF-FV | LA 8035 License update | Lauterbach SW |  | Software | 900 | 1 | 900 | [6 empty] | 0 | 900
DA | ESD-PP | PP2 | PF-FV | Diagra License | Diagra |  | Software | 1908 | 2 | 3816 | [6 empty] | 0 | 3816
DA | ESD-PP | PP2 | PF-FV | 10 Gbit ethernet cables | Lab Miscellaneous |  | Non-MAE | 130 | 6 | 780 | [6 empty] | 0 | 780
DA | ESD-PP | PP2 | PF-FV | Kithara License Run Time License | Debugger SW |  | Software | 19800 | 2 | 39600 | [6 empty] | 0 | 39600
DA | ESD-PP | PP2 | PF-FV | Putty cable | Labcar / Test System Accessories |  | Non-MAE | 39.996 | 8 | 319.968 | [6 empty] | 0 | 319.968
DA | ESD-PP | PP2 | PF-FV | 120 Ohms Connector | Labcar / Test System Accessories |  | Non-MAE | 18 | 10 | 180 | [6 empty] | 0 | 180
DA | ESD-PP | PP2 | PF-FV | Lab PCs | PC / Monitor |  | MAE | 1000 | 2 | 2000 | [6 empty] | 0 | 2000
DA | ESD-PP | PP2 | PF-FV | VN5610A Ethernet/CAN Interface | Measurement Module |  | Non-MAE | 1525.4307 | 2 | 3050.8613 | [6 empty] | 1 | 1525.4307
DA | ESD-PP | PP2 | PF-FV | TOE Power Supply-TOE 8952-40 PS | Power Supply |  | MAE | 1920 | 2 | 3840 | [6 empty] | 0 | 3840
DA | ESD-PP | PP2 | PF-FV | BR cable 2Y | Labcar / Test System Accessories |  | Non-MAE | 40 | 6 | 240 | [6 empty] | 0 | 240
DA | ESD-PP | PP2 | PF-FV | CANcable 2Y | Measurement Module |  | Non-MAE | 28.8759 | 6 | 173.2555 | [6 empty] | 0 | 173.2555
DA | ESD-PP | PP2 | PF-FV | HiL System - Video | Lab Equipment |  | MAE | 35000 | 1 | 35000 | [6 empty] | 0 | 0
DA | ESD-PP | PP6 | PF-NRC | Canoe option.ethernet | CANoe |  | Software | 3934.5401 | 2 | 7869.0803 | [6 empty] | 0 | 7869.0803
DA | ESD-PP | PP2 | PF-NRC | Putty cable | Labcar / Test System Accessories |  | Non-MAE | 39.996 | 6 | 239.976 | [6 empty] | 0 | 239.976
DA | ESD-PP | PP5 | PF-USS | CANoe | CANoe |  | Software | 8864.4 | 6 | 53186.4 | [6 empty] | 2 | 17728.8 | 2
DA | ESD-PP | PP5 | PF-USS | CANoe option.Diva | CANoe |  | Software | 4887.2701 | 8 | 39098.1606 | [6 empty] | 2 | 9774.5401
DA | ESD-PP | PP5 | PF-USS | CANoe option.XCP | CANoe |  | Software | 1616.6569 | 4 | 6466.6277 | [6 empty] | 2 | 3233.3139
DA | ESD-PP | PP5 | PF-USS | TOE power supply-TOE 8815 | Power Supply |  | MAE | 6000 | 1 | 6000 | [6 empty] | 0 | 6000
DA | ESD-PP | PP5 | PF-USS | VN1630A CAN/LIN Interface | CANCase |  | Non-MAE | 1000 | 1 | 1000 | [6 empty] | 0 | 1000
DA | ESD-PP | ESD-PP5 | PJ-IF | CANoe option.XCP | CANoe |  | Software | 1616.6569 | 5 | 8083.2847 | [6 empty] | 0 | 8083.2847
DA | ESD-PP | ESD-PP5 | PJ-IF | CANoe | CANoe |  | Software | 8864.4 | 5 | 44322 | [6 empty] | 2 | 17728.8 | 2
DA | ESD-PP | ESD-PP5 | PJ-IF | CANape | CANape |  | Software | 5095.708 | 2 | 10191.4161 | [6 empty] | 0 | 10191.4161 | 2
DA | ESD-PP | ESD-PP5 | PJ-IF | VX1135D Bundle RB ADAS INT | Measurement Module |  | Non-MAE | 4058.1022 | 2 | 8116.2044 | [6 empty] | 0 | 8116.2044
DA | ESD-PP | ESD-PP5 | PJ-IF | VX1544B (POD for VX1060 with DAP2 connector) | Lab Equipment |  | Non-MAE | 720 | 2 | 1440 | [6 empty] | 0 | 1440
DA | ESD-PP | ESD-PP5 | Athena Test | VX1544B (POD for VX1060 with DAP2 connector) | Lab Equipment |  | Non-MAE | 720 | 2 | 1440 | [6 empty] | 0 | 1440
DA | ESD-PP | ESD-PP5 | Athena Test | Clara Industrial PC and Accessories | PC / Monitor |  | MAE | 4000 | 4 | 16000 | [6 empty] | 0 | 16000
DA | ESD-CN | ESD-CN3 | Video | CANoe | CANoe |  | Software | 8864.4 | 5 | 44322 | [6 empty] | 0 | 44322 | 5
DA | ESD-CN | ESD-CN3 | Video | VN5610A Ethernet/CAN Interface | Measurement Module |  | Non-MAE | 1525.4307 | 1 | 1525.4307 | [6 empty] | 0 | 1525.4307
DA | ESD-CN | ESD-CN3 | Video | VN1610 CAN Network Interface | Measurement Module |  | Non-MAE | 737.4599 | 4 | 2949.8394 | [6 empty] | 0 | 2949.8394
DA | ESD-CN | ESD-CN3 | Video | Canoe option.ethernet | CANoe |  | Software | 3934.5401 | 1 | 3934.5401 | [6 empty] | 0 | 3934.5401
DA | ESD-CN | ESD-CN3 | Video | BR cable 2Y | Labcar / Test System Accessories |  | Non-MAE | 40 | 1 | 40 | [6 empty] | 0 | 40
DA | ESD-CN | ESD-CN3 | Video | TOE Power Supply-TOE 8952-40 PS | Power Supply |  | MAE | 1920 | 4 | 7680 | [6 empty] | 0 | 7680
DA | ESD-CN | ESD-CN3 | Video | CANcable 2Y | Measurement Module |  | Non-MAE | 28.8759 | 5 | 144.3796 | [6 empty] | 0 | 144.3796
DA | ESD-CN | ESD-CN3 | Video | Putty cable | Labcar / Test System Accessories |  | Non-MAE | 39.996 | 10 | 399.96 | [6 empty] | 0 | 399.96
DA | ESD-CN | ESD-CN3 | Video | 120 Ohms Connector | Labcar / Test System Accessories |  | Non-MAE | 18 | 15 | 270 | [6 empty] | 0 | 270
DA | ESD-CN | ESD-CN3 | Video | CAN Stress | Measurement Module |  | Non-MAE | 4600 | 1 | 4600 | [6 empty] | 0 | 4600
DA | ESD-CN | ESD-CN3 | Video | HiL System - Video | Lab Equipment |  | MAE | 35000 | 1 | 35000 | [6 empty] | 0 | 35000
DA | ESD-CN | ESD-CN3 | Video | PCAN CARD Peak System IPEH-004040 | Measurement Module |  | Non-MAE | 500.7299 | 1 | 500.7299 | [6 empty] | 0 | 500.7299
DA | ESD-CN | ESD-CN3 | Video | Kithara Driver annual maintenance (Gen3) | Debugger SW |  | Software | 9600 | 1 | 9600 | [6 empty] | 0 | 9600
DA | ESD-CN | ESD-CN3 | Video | Diagra-D annual maintenance (Gen3) | Diagra |  | Software | 180 | 1 | 180 | [6 empty] | 0 | 180
DA | ESD-CN | ESD-CN3 | Video | Canape | CANape |  | Software | 5095.708 | 1 | 5095.708 | [6 empty] | 0 | 5095.708 | 1
DA | ESD-CN | ESD-CN3 | Video | Star cooperation cable | Lab Miscellaneous |  | Non-MAE | 2400 | 1 | 2400 | [6 empty] | 0 | 2400
DA | ESD-CN | ESD-CN3 | Video | 10 Gbit ethernet cables | Lab Miscellaneous |  | Non-MAE | 130 | 1 | 130 | [6 empty] | 0 | 130
DA | ESD-CN | ESD-CN3 | Video | LA 8035 License update | Lauterbach SW |  | Software | 900 | 1 | 900 | [6 empty] | 0 | 900
DA | ESD-CN | ESD-CN3 | Video | LAUTERBACH J-TAG DEBUGGER-3743X | Flashing Tool SW |  | Software | 1500 | 1 | 1500 | [6 empty] | 0 | 1500
DA | ESD-CN | ESD-CN3 | Video | LAUTERBACH J-TAG DEBUGGER-3719 | Flashing Tool HW |  | Non-MAE | 2700 | 1 | 2700 | [6 empty] | 0 | 2700
DA | ESD-CN | ESD-CN4 | GAC | HiL System - USS | Lab Equipment |  | MAE | 35000 | 2 | 70000 | [6 empty] | 1 | 35000
DA | ESD-CN | ESD-CN4 | GAC | Lauterbach POWER MODULE-3500 | Measurement Module |  | Non-MAE | 1911.5082 | 4 | 7646.0327 | [6 empty] | 0 | 7646.0327
DA | ESD-CN | ESD-CN4 | GAC | LAUTERBACH J-TAG DEBUGGER-3743 | Flashing Tool HW |  | Non-MAE | 2099.7518 | 4 | 8399.0073 | [6 empty] | 0 | 8399.0073
DA | ESD-CN | ESD-CN4 | GAC | LAUTERBACH J-TAG DEBUGGER-3719 | Flashing Tool HW |  | Non-MAE | 2700 | 4 | 10800 | [6 empty] | 0 | 10800
DA | ESD-CN | ESD-CN4 | GAC | LAUTERBACH J-TAG DEBUGGER-7843 | Flashing Tool HW |  | Non-MAE | 2097 | 4 | 8388 | [6 empty] | 0 | 8388
DA | ESD-CN | ESD-CN4 | GAC | BR cable 2Y | Labcar / Test System Accessories |  | Non-MAE | 40 | 4 | 160 | [6 empty] | 0 | 160
DA | ESD-CN | ESD-CN4 | GAC | CANcable 2Y | Measurement Module |  | Non-MAE | 28.8759 | 4 | 115.5036 | [6 empty] | 0 | 115.5036
DA | ESD-CN | ESD-CN4 | GAC | CANoe | CANoe |  | Software | 8864.4 | 4 | 35457.6 | [6 empty] | 4 | 35457.6 | 4
DA | ESD-CN | ESD-CN4 | GAC | Canoe option.ethernet | CANoe |  | Software | 3934.5401 | 4 | 15738.1606 | [6 empty] | 0 | 15738.1606
DA | ESD-CN | ESD-CN4 | GAC | Canoe option.Flexray | CANoe |  | Software | 4213.7518 | 4 | 16855.0073 | [6 empty] | 0 | 16855.0073
DA | ESD-CN | ESD-CN4 | GAC | Canoe option.XCP | CANoe |  | Software | 1616.6569 | 4 | 6466.6277 | [6 empty] | 0 | 6466.6277
DA | ESD-CN | ESD-CN4 | GAC | CAN PiggY | Labcar / Test System Accessories |  | Non-MAE | 200 | 4 | 800 | [6 empty] | 0 | 800
DA | ESD-CN | ESD-CN4 | GAC | CANoe-AMC | CANoe |  | Software | 1414.5985 | 4 | 5658.3942 | [6 empty] | 0 | 5658.3942
DA | ESD-CN | ESD-CN4 | GAC | CANoe option.ethernet-AMC | CANoe |  | Software | 646.7153 | 4 | 2586.8613 | [6 empty] | 0 | 2586.8613
DA | ESD-CN | ESD-CN4 | GAC | CANoe option.flexray-AMC | CANoe |  | Software | 691.9708 | 4 | 2767.8832 | [6 empty] | 0 | 2767.8832
DA | ESD-CN | ESD-CN4 | GAC | CANoe option.XCP-AMC | CANoe |  | Software | 268.6131 | 4 | 1074.4526 | [6 empty] | 0 | 1074.4526
DA | ESD-CN | ESD-CN4 | GAC | VN7640 FR/Can/Lin/eth inetrface | Measurement Module |  | Non-MAE | 2511.3008 | 4 | 10045.2032 | [6 empty] | 0 | 10045.2032
DA | ESD-CN | ESD-CN4 | GAC | VN5610A Ethernet/CAN Interface | Measurement Module |  | Non-MAE | 1525.4307 | 4 | 6101.7226 | [6 empty] | 0 | 6101.7226
DA | ESD-CN | ESD-CN4 | GAC | EA Power Supply-EA-2042-20-B | Power Supply |  | MAE | 554.7445 | 4 | 2218.9781 | [6 empty] | 0 | 2218.9781
DA | ESD-CN | ESD-CN4 | GAC | FRpiggyC 1082cap | Measurement Module |  | Non-MAE | 351.996 | 4 | 1407.984 | [6 empty] | 0 | 1407.984
DA | ESD-CN | ESD-CN4 | GAC | HSCAN Piggy-Back TJA1051 cap | Measurement Module |  | Non-MAE | 176.004 | 4 | 704.016 | [6 empty] | 0 | 704.016
DA | ESD-CN | ESD-CN4 | GAC | TOE Power Supply-TOE 8952-40 PS | Power Supply |  | MAE | 1920 | 4 | 7680 | [6 empty] | 0 | 7680
DA | ESD-CN | ESD-CN2 | CC | Lauterbach POWER MODULE-3500 | Measurement Module |  | Non-MAE | 1911.5082 | 10 | 19115.0818 | [6 empty] | 4 | 7646.0327
DA | ESD-CN | ESD-CN2 | CC | VN 1610 HW-Vector 2XCAN | Measurement |  | Non-MAE | 12000 | 2 | 24000 | [6 empty] | 1 | 12000
DA | ESD-CN | ESD-CN2 | CC | CANcable 2Y | Measurement Module |  | Non-MAE | 28.8759 | 20 | 577.5182 | [6 empty] | 15 | 433.1387
DA | ESD-CN | ESD-CN2 | CC | CANoe | CANoe |  | Software | 8864.4 | 14 | 124101.6 | [6 empty] | 13 | 115237.2 | 13
DA | ESD-CN | ESD-CN2 | CC | CANalyzer | CANalyser |  | Software | 2364 | 6 | 14184 | [6 empty] | 1 | 2364 | 1
DA | ESD-CN | ESD-CN2 | CC | Canape | CANape |  | Software | 5095.708 | 20 | 101914.1606 | [6 empty] | 14 | 71339.9124 | 14
DA | ESD-CN | ESD-CN2 | CC | CAN Stress | Measurement Module |  | Non-MAE | 4600 | 1 | 4600 | [6 empty] | 0 | 4600
DA | ESD-CN | ESD-CN2 | CC | Canoe option.Diva | CANoe |  | Software | 4887.2701 | 1 | 4887.2701 | [6 empty] | 0 | 4887.2701
DA | ESD-CN | ESD-CN2 | CC | XETK cable | Interface Cable |  | Non-MAE | 116.7883 | 2 | 233.5766 | [6 empty] | 1 | 116.7883
DA | ESD-CN | ESD-CN2 | CC | XETK Power Cable | Interface Cable |  | Non-MAE | 40 | 2 | 80 | [6 empty] | 1 | 40
DA | ESD-CN | ESD-CN2 | CC | LAUTERBACH J-TAG DEBUGGER-3737 | Flashing Tool HW |  | Non-MAE | 2099.7518 | 10 | 20997.5182 | [6 empty] | 4 | 8399.0073
DA | ESD-CN | ESD-CN2 | CC | VN5610A Ethernet/CAN Interface | Measurement Module |  | Non-MAE | 1525.4307 | 18 | 27457.7518 | [6 empty] | 13 | 19830.5985
DA | ESD-CN | ESD-CN2 | CC | 120 Ohms Connector | Labcar / Test System Accessories |  | Non-MAE | 18 | 25 | 450 | [6 empty] | 0 | 450
DA | ESD-CN | ESD-CN2 | CC | TOE Power Supply-TOE 8952-40 PS | Power Supply |  | MAE | 1920 | 20 | 38400 | [6 empty] | 14 | 26880
DA | ESD-CN | ESD-CN2 | CC | Canoe option.Flexray | CANoe |  | Software | 4213.7518 | 14 | 58992.5255 | [6 empty] | 13 | 54778.7737
DA | ESD-CN | ESD-CN2 | CC | Canoe option.ethernet | CANoe |  | Software | 3934.5401 | 14 | 55083.562 | [6 empty] | 13 | 51149.0219
DA | ESD-CN | ESD-CN2 | CC | Canoe option.XCP | CANoe |  | Software | 1616.6569 | 14 | 22633.1971 | [6 empty] | 13 | 21016.5401
DA | ESD-CN | ESD-CN2 | CC | 6 channel CAN Harness | Labcar / Test System Accessories |  | Non-MAE | 30 | 20 | 600 | [6 empty] | 14 | 420
DA | ESD-CN | ESD-CN2 | CC | 1x FRpiggy 1082cap | Labcar / Test System Accessories |  | Non-MAE | 600 | 10 | 6000 | [6 empty] | 13 | 7800
DA | ESD-CN | ESD-CN2 | CC | LINpiggy 7269mag | Labcar / Test System Accessories |  | Non-MAE | 600 | 5 | 3000 | [6 empty] | 0 | 0
DA | ESD-CN | ESD-CN2 | CC | FR Cable | Labcar / Test System Accessories |  | Non-MAE | 40 | 5 | 200 | [6 empty] | 13 | 520
DA | ESD-CN | ESD-CN2 | CC | BR cable 2Y | Labcar / Test System Accessories |  | Non-MAE | 40 | 5 | 200 | [6 empty] | 13 | 520
DA | ESD-CN | ESD-CN2 | CC | Callibration | Labcar / Test System Accessories |  | Non-MAE | 200 | 5 | 1000 | [6 empty] | 0 | 0
DA | ESD-CN | ESD-CN2 | CC | Lab PCs | PC / Monitor |  | MAE | 1000 | 20 | 20000 | [6 empty] | 14 | 14000
DA | ESD-CN | ESD-CN2 | CC | EDIMAX USB to Ethernet Converter | Labcar / Test System Accessories |  | Non-MAE | 100 | 20 | 2000 | [6 empty] | 13 | 1300
DA | ESD-CN | ESD-CN2 | CC | Dlink 10/100- DES-1008C | Labcar / Test System Accessories |  | Non-MAE | 50 | 5 | 250 | [6 empty] | 0 | 250
DA | ESD-CN | ESD-CN2 | CC | Clara Industrial PC and Accessories | PC / Monitor |  | MAE | 4000 | 5 | 20000 | [6 empty] | 0 | 20000
DA | ESD-CN | ESD-CN2 | CC | VX1135C XCP measurement Interface (GEN 5) | Measurement Module |  | Non-MAE | 3500 | 18 | 63000 | [6 empty] | 14 | 49000
DA | ESD-CN | ESD-CN2 | CC | VX 1381 A (HSSL 2 cable 2 m) | Labcar / Test System Accessories |  | Non-MAE | 392.1519 | 18 | 7058.7336 | [6 empty] | 14 | 5490.1261
DA | ESD-CN | ESD-CN2 | CC | ECU-Test License Version 7.2 or newer | Flashing Tool SW |  | Software | 8000 | 10 | 80000 | [6 empty] | 0 | 80000
DA | ESD-CN | ESD-CN2 | CC | PCAN CARD Peak System IPEH-004040 | Measurement Module |  | Non-MAE | 500.7299 | 5 | 2503.6496 | [6 empty] | 0 | 2503.6496
DA | ESD-CN | ESD-CN2 | CC | Intel 10GbE Ethernet Network Card | Lab Miscellaneous |  | Non-MAE | 401.4599 | 5 | 2007.2993 | [6 empty] | 0 | 2007.2993
DA | DA-ALL |  | CC | CI Charges - (DOORS/ MATLAB/ IBM RATIONAL/Simulink) Licenses | CI Charges |  | Software | 712800 | 1 | 712800 | [6 empty] | 0 | 712800
DA | DA-ALL |  | CC | MKS Server | Server |  | MAE | 15000 | 1 | 15000 | [6 empty] | 0 | 15000
DA | ESD-PP | ESD-PP5 | CC | Road Box | Lab Equipment |  | Non-MAE | 11880 | 1 | 11880 | [6 empty] | 0 | 11880
DA | ESD-ST | ESD-ST2 | CC | CAN Stress | Measurement Module |  | Non-MAE | 4600 | 1 | 4600 | [6 empty] | 0 | 4600
DA | ESD-ST | ESD-ST2 | CC | Canoe option.XCP | CANoe |  | Software | 1616.6569 | 5 | 8083.2847 | [6 empty] | 0 | 8083.2847
DA | ESD-ST | ESD-ST2 | CC | PCAN CARD Peak System IPEH-004040 | Measurement Module |  | Non-MAE | 500.7299 | 30 | 15021.8978 | [6 empty] | 0 | 15021.8978
DA | ESD-NR | ESD-NR7 | FCA Alfa | TOE Power Supply-TOE 8952-40 PS | Power Supply |  | MAE | 1920 | 1 | 1920 | FCA_WL_L2+_Dev | [5 empty] | 0 | 1920
DA | ESD-NR | ESD-NR7 | FCA Alfa | Lauterbach POWER MODULE-3500 | Measurement Module |  | Non-MAE | 1911.5082 | 1 | 1911.5082 | FCA_WL_L2+_Dev | [5 empty] | 0 | 1911.5082
DA | ESD-NR | ESD-NR7 | FCA Alfa | LAUTERBACH J-TAG DEBUGGER-3719 | Flashing Tool HW |  | Non-MAE | 2700 | 1 | 2700 | FCA_WL_L2+_Dev | [5 empty] | 0 | 2700
DA | ESD-NR | ESD-NR7 | FCA Alfa | LAUTERBACH J-TAG DEBUGGER-3743X | Flashing Tool SW |  | Software | 1500 | 1 | 1500 | FCA_WL_L2+_Dev | [5 empty] | 0 | 1500
DA | ESD-NR | ESD-NR7 | FCA Alfa | LAUTERBACH J-TAG DEBUGGER-7960X | Flashing Tool SW |  | Software | 892.3066 | 1 | 892.3066 | FCA_WL_L2+_Dev | [5 empty] | 0 | 892.3066
DA | ESD-NR | ESD-NR7 | FCA Alfa | CANoe | CANoe |  | Software | 8864.4 | 1 | 8864.4 | FCA_WL_L2+_Dev | [5 empty] | 0 | 8864.4 | 1
DA | ESD-NR | ESD-NR7 | FCA Alfa | Canoe option.XCP | CANoe |  | Software | 1616.6569 | 1 | 1616.6569 | FCA_WL_L2+_Dev | [5 empty] | 0 | 1616.6569
DA | ESD-NR | ESD-NR7 | FCA Alfa | LAUTERBACH J-TAG DEBUGGER-7843 | Flashing Tool HW |  | Non-MAE | 2097 | 1 | 2097 | FCA_WL_L2+_Dev | [5 empty] | 0 | 2097
DA | ESD-NR | ESD-NR7 | FCA Alfa | Multitester | Measurement Module |  | Non-MAE | 2280 | 1 | 2280 | FCA_WL_L2+_Dev | [5 empty] | 0 | 2280
DA | ESD-NR | ESD-NR7 | FCA Alfa | Carbox (USS Breakout box ) | Break-out Box |  | Non-MAE | 1272 | 1 | 1272 | FCA_WL_L2+_Dev | [5 empty] | 0 | 1272
DA | ESD-NR | ESD-NR7 | FCA Alfa | P Box-breakout box | Labcar / Test System |  | Non-MAE | 3600 | 1 | 3600 | FCA_WL_L2+_Dev | [5 empty] | 0 | 3600
AD | ESU | ESU1 | ACE | Gen5 RADAR | ECU |  | Non-MAE | 5400 | 6 | 32400 | [6 empty] | 0 | 0 | ECU is part of the project budget
AD | ESU | ESU1 | ACE | Electric buggy (Maini) | Vehicle |  | MAE | 21532.8467 | 1 | 21532.8467 | [6 empty] | 1 | 21532.8467
AD | ESU | ESU1 | ACE | PEAK | Debugger HW |  | Non-MAE | 1167.8832 | 1 | 1167.8832 | [6 empty] | 1 | 1167.8832
AD | ESU | ESU1 | ACE | PC for simulation setup | PC / Monitor |  | MAE | 1459.854 | 3 | 4379.562 | [6 empty] | 3 | 4379.562
AD | ESU | ESU1 | ACE | Industrial PC | PC / Monitor |  | MAE | 2919.708 | 3 | 8759.1241 | [6 empty] | 3 | 8759.1241
AD | ESU | ESU1 | ACE | Camera for buggy | Sensor Module |  | Non-MAE | 4200 | 1 | 4200 | [6 empty] | 1 | 4200
AD | ESU | ESU1 | ACE | V2X equipments | Sensor Module |  | Non-MAE | 2919.708 | 1 | 2919.708 | [6 empty] | 1 | 2919.708
AD | ESU | ESU1 | ACE | Steeting | Lab Miscellaneous |  | Non-MAE | 2043.7956 | 1 | 2043.7956 | [6 empty] | 1 | 2043.7956
AD | ESU | ESU1 | ACE | Brackets | Lab Miscellaneous |  | Non-MAE | 43.7956 | 1 | 43.7956 | [6 empty] | 1 | 43.7956
AD | ESU | ESU1 | ACE | High performance PC for DML for compute | PC / Monitor |  | MAE | 16058.3942 | 1 | 16058.3942 | [6 empty] | 1 | 16058.3942
AD | ESU | ESU2 | Athena-Bench Setup | AMC CANoe-Vector AMC | Measurement |  | Software | 1616.16 | 5 | 8080.8 | [6 empty] | 5 | 8080.8
AD | ESU | ESU1 | ACE | Canape | CANape |  | Software | 5095.708 | 1 | 5095.708 | [6 empty] | 1 | 5095.708
AD | ESU | ESU1 | ACE | CANoe | CANoe |  | Software | 8864.4 | 1 | 8864.4 | [6 empty] | 1 | 8864.4
AD | ESU | ESU1 | ACE | CANalyzer-AMC | CANalyser |  | Software | 559.1241 | 1 | 559.1241 | [6 empty] | 1 | 559.1241
AD | ESU | ESU1 | ACE | CANape-AMC | CANape |  | Software | 849.635 | 1 | 849.635 | [6 empty] | 1 | 849.635
AD | ESU | ESU1 | ACE | VN1610 CAN Network Interface | Measurement Module |  | Non-MAE | 737.4599 | 1 | 737.4599 | [6 empty] | 1 | 737.4599
AD | ESU | ESU4 | PoC | QNX License | Others |  | Software | 17400 | 1 | 17400 | [6 empty] | 1 | 17400
AD | ESZ | ESZ1 |  | Trolley for Lab Setup | Lab Equipment |  | Non-MAE | 660 | 3 | 1980 | [6 empty] | 3 | 1980
AD | ESZ | ESZ1 |  | Lab PC (i7 processor) | PC / Monitor |  | MAE | 875.9124 | 2 | 1751.8248 | [6 empty] | 2 | 1751.8248
AD | ESZ | ESZ1 |  | TOE Power Supply-TOE 8952-40 PS | Power Supply |  | MAE | 1920 | 1 | 1920 | [6 empty] | 1 | 1920
AD | ESZ | ESZ |  | Monitor | PC / Monitor |  | MAE | 180 | 30 | 5400 | [6 empty] | 30 | 5400
AD | ESZ | ESZ2 | Honda-Gen3 | CANoe | CANoe |  | Software | 8864.4 | 1 | 8864.4 | [6 empty] | 1 | 8864.4
AD | ESZ | ESZ2 | Honda-Gen4 | VN1610 CAN Network Interface | Measurement Module |  | Non-MAE | 737.4599 | 1 | 737.4599 | [6 empty] | 1 | 737.4599
AD | ESZ | ESZ2 | Honda-Gen5 | TOE Power Supply-TOE 8952-40 PS | Power Supply |  | MAE | 1920 | 1 | 1920 | [6 empty] | 1 | 1920
AD | ESZ | ESZ2 | Honda-Gen6 | Lauterbach POWER MODULE-3500 | Measurement Module |  | Non-MAE | 1911.5082 | 1 | 1911.5082 | [6 empty] | 1 | 1911.5082
AD | ESZ | ESZ2 | Honda-Gen7 | LAUTERBACH J-TAG DEBUGGER-7960X | Flashing Tool SW |  | Software | 892.3066 | 1 | 892.3066 | [6 empty] | 1 | 892.3066
AD | ESZ | ESZ2 | Honda-Gen8 | LAUTERBACH J-TAG DEBUGGER-7843 | Flashing Tool HW |  | Non-MAE | 2097 | 1 | 2097 | [6 empty] | 1 | 2097
AD | ESZ | ESZ2 | Honda-Gen9 | Gen3 Components | Others |  | Non-MAE | 3350 | 1 | 3350 | [6 empty] | 1 | 3350
AD | ESZ | ESZ4 | Athena-Bench Setup | Lauterbach POWER MODULE-3500 | Measurement Module |  | Non-MAE | 1911.5082 | 3 | 5734.5245 | [6 empty] | 3 | 5734.5245
AD | ESZ | ESZ4 | Athena-Bench Setup | LAUTERBACH J-TAG DEBUGGER-7960X | Flashing Tool SW |  | Software | 892.3066 | 3 | 2676.9197 | [6 empty] | 3 | 2676.9197
AD | ESZ | ESZ4 | Athena-Bench Setup | LAUTERBACH J-TAG DEBUGGER-3737 | Flashing Tool HW |  | Non-MAE | 2099.7518 | 3 | 6299.2555 | [6 empty] | 3 | 6299.2555
AD | ESZ | ESZ4 | Athena-Bench Setup | Canalyzer | CANalyser |  | Software | 2364 | 2 | 4728 | [6 empty] | 2 | 4728
AD | ESZ | ESZ4 | Athena-Bench Setup | CanCase XL | Labcar / Test System Accessories |  | Non-MAE | 840 | 1 | 840 | [6 empty] | 1 | 840
AD | ESZ | ESZ4 | Athena-Bench Setup | VN 1640A HW + SW-Vector 3XCAN, 1XLIN | Measurement |  | Non-MAE | 16800 | 1 | 16800 | [6 empty] | 1 | 16800
AD | ESZ | ESZ4 | Athena-Bench Setup | HP BL460c Gen9 Server | PC / Monitor |  | MAE | 3650 | 1 | 3650 | [6 empty] | 1 | 3650
AD | ESZ | ESZ4 | Athena-Bench Setup | Monitor | PC / Monitor |  | MAE | 180 | 3 | 540 | [6 empty] | 3 | 540
AD | ESZ | ESZ1 | PL-1R1V | vSignalyzer | CANape |  | Software | 2500 | 5 | 12500 | [6 empty] | 5 | 12500
AD | ESZ | ESZ1 | PL-1R1V | Matlab licenses CI Provided | Others |  | Non-MAE | 288 | 4 | 1152 | [6 empty] | 4 | 1152
AD | ESZ | ESZ1 | PL-1R1V | Visual Studio 2015 Professional (from CI) | Others |  | Software | 155 | 6 | 930 | [6 empty] | 6 | 930
AD | ESZ | ESZ1 | PL-1R1V | QACPP | Others |  | Non-MAE | 14400 | 1 | 14400 | [6 empty] | 1 | 14400
AD | ESZ | ESZ1 | PL-ReCo | vSignalyzer | CANape |  | Software | 2500 | 3 | 7500 | [6 empty] | 3 | 7500
AD | ESZ | ESZ1 | PL-Reco | Matlab licenses CI Provided | Others |  | Non-MAE | 288 | 3 | 864 | [6 empty] | 3 | 864
AD | ESZ | ESZ1 | PL-Reco | Visual Studio 2015 Professional (from CI) | Others |  | Software | 155 | 5 | 775 | [6 empty] | 5 | 775
AD | ESZ | ESZ1 | PL-Reco | QACPP | Others |  | Non-MAE | 14400 | 1 | 14400 | [6 empty] | 1 | 14400
AD | ESZ | ESZ1 | Safety Function | QACPP | Others |  | Non-MAE | 14400 | 8 | 115200 | [6 empty] | 8 | 115200
AD | ESZ | ESZ1 | Safety Function | Visual Studio 2015 Professional (from CI) | Others |  | Software | 155 | 5 | 775 | [6 empty] | 5 | 775
AD | ESZ | ESZ1 | Safety Function | vSignalyzer | CANape |  | Software | 2500 | 5 | 12500 | [6 empty] | 5 | 12500
AD | ESZ | ESZ1 | Comfort Function | vSignalyzer | CANape |  | Software | 2500 | 5 | 12500 | [6 empty] | 5 | 12500
AD | ESZ | ESZ1 | Safety Function | Monitor | PC / Monitor |  | MAE | 180 | 8 | 1440 | [6 empty] | 8 | 1440
AD | ESZ | ESZ1 | Safety Function | Canape | CANape |  | Software | 5095.708 | 2 | 10191.4161 | [6 empty] | 2 | 10191.4161
AD | ESZ | ESZ1 | Safety Function | QACPP | Others |  | Non-MAE | 14400 | 4 | 57600 | [6 empty] | 4 | 57600
AD | ESZ | ESZ1 | Safety Function | Visual Studio 2015 Professional (from CI) | Others |  | Software | 155 | 3 | 465 | [6 empty] | 3 | 465
AD | ESZ | ESZ1 | Safety Function | vSignalyzer | CANape |  | Software | 2500 | 3 | 7500 | [6 empty] | 3 | 7500
AD | ESZ | ESZ1 | Safety Function | Monitor | PC / Monitor |  | MAE | 180 | 5 | 900 | [6 empty] | 5 | 900
AD | ESZ | ESZ1 | Safety Function | Canape | CANape |  | Software | 5095.708 | 1 | 5095.708 | [6 empty] | 1 | 5095.708
AD | ESZ | ESZ | Deep Learning | Boston -4U Server solution - 256GB RAM | Server |  | MAE | 6820 | 4 | 27280 | [6 empty] | 4 | 27280
AD | ESZ | ESZ1 | Safety Function | HP DL380 | PC / Monitor |  | MAE | 10460 | 5 | 52300 | [6 empty] | 5 | 52300
AD | ESZ | ESZ1 | Safety Function | 32GB (1X32GB) Dual Rank X4 DDR4-2666 CAS-19-19-19 | PC / Monitor |  | Non-MAE | 416 | 60 | 24960 | [6 empty] | 60 | 24960
AD | ESZ | ESZ1 | Safety Function | ISILON H500 (Storage) | PC / Monitor |  | Non-MAE | 1000 | 2 | 2000 | [6 empty] | 2 | 2000
AD | ESZ | ESZ1 | Safety Function | Ethernet Adapter PCIe 10Gbit/s 2-Port Copper(RJ45) | PC / Monitor |  | Non-MAE | 244 | 5 | 1220 | [6 empty] | 5 | 1220
AD | ESZ | ESZ4 | Athena-Bench Setup | Server Maintenance | Server |  | Software | 240 | 1 | 240 | [6 empty] | 0 | 0
AD | ESZ | ESZ1 | Safety Function | Server Maintenance | Server |  | Software | 240 | 5 | 1200 | [6 empty] | 5 | 1200
AD | ESU | ESU2 | Athena-Bench Setup | QACPP | Others |  | Non-MAE | 14400 | 5 | 72000 | [6 empty] | 5 | 72000
AD | ESU | ESU1 | ACE | Diagra License | Diagra |  | Software | 1908 | 1 | 1908 | [6 empty] | 1 | 1908
AD | ESU | ESU1 | ACE | Evaluation boards(NVIDIA/RENESAS) | Lab Equipment |  | Non-MAE | 35000 | 1 | 35000 | [6 empty] | 1 | 35000
AD | ESZ | ESZ2 | Honda-Gen3 | CANcable 2Y-05075 | Lab Equipment |  | Non-MAE | 500 | 3 | 1500 | [6 empty] | 3 | 1500
AD | ESZ | ESZ2 | Honda-Gen3 | Lauterbach Mictor Connector-3722 | Labcar / Test System Accessories |  | Non-MAE | 169.2117 | 1 | 169.2117 | [6 empty] | 1 | 169.2117
AD | ESZ | ESZ2 | Honda-Gen3 | PANAVISE Bench vice -350 | Others | Non-MAE | Non-MAE | 250 | 1 | 250 | [6 empty] | 1 | 250
AD | ESZ | ESZ2 |  | VX1132 Base Module |  |  | Non-MAE | 2993 | 4 | 11972 | [6 empty] | 4 | 11972
AD | ESZ | ESZ2 |  | Interface Option C for VX1132 |  |  | Non-MAE | 861 | 4 | 3444 | [6 empty] | 4 | 3444
AD | ESZ | ESZ2 |  | VX1381C HSSL2 Cable 80.A1.A1.A |  |  | Non-MAE | 493 | 4 | 1972 | [6 empty] | 4 | 1972
AD | ESZ | ESZ2 |  | Ethernet Switch / 8 Port Gigabit / Metal |  |  | Non-MAE | 321 | 4 | 1284 | [6 empty] | 4 | 1284
AD | ESZ | ESZ |  | Other CI Charges (NT ID, Email, Network, etc) | Software |  | Software | 280000 | 1 | 280000 | [6 empty] | 0 | 0
AD | ESZ | ESZ |  | Matlab & Simulink Toolboxes-CI-Provided | Software |  | Software | 18000 | 1 | 18000 | [6 empty] | 0 | 0
AD | ESZ | ESZ |  | IBM-ALM Charges - CI Provided | Software |  | Software | 23000 | 1 | 23000 | [6 empty] | 0 | 0
AD | ESZ | ESZ |  | Desktop/Laptop - CI Provided | Hardware |  | Non-MAE | 45600 | 1 | 45600 | [6 empty] | 0 | 0
AD | ESZ | ESZ |  | MSDN-CI Provided | Software |  | Software | 7000 | 1 | 7000 | [6 empty] | 0 | 0
DA | ESX | ESX1 |  | EA Power Supply-EA-2342-10-B | Power Supply |  | MAE | 900 | 3 | 2700 | [6 empty] | 2 | 1800
DA | ESX | ESX1 |  | CANoe | Software |  | Software | 8500 | 3 | 25500 | [6 empty] | 2 | 17000
DA | ESX | ESX1 |  | Canoe option.ethernet | Software |  | Software | 4000 | 3 | 12000 | [6 empty] | 2 | 8000
DA | ESX | ESX1 |  | Canoe option.Flexray | Software |  | Software | 4200 | 3 | 12600 | [6 empty] | 2 | 8400
DA | ESX | ESX1 |  | Canoe option.XCP | Software |  | Software | 1600 | 3 | 4800 | [6 empty] | 2 | 3200
DA | ESX | ESX1 |  | VN 7600 HW-Vector | Mesurement Module |  | Non-MAE | 2760 | 2 | 5520 | [6 empty] | 2 | 5520
DA | ESX | ESX1 |  | VN8911 Base Module | Mesurement Module |  | Non-MAE | 1400 | 1 | 1400 | [6 empty] | 1 | 1400
DA | ESX | ESX1 |  | VN8914 Base Module | Mesurement Module |  | Non-MAE | 2200 | 1 | 2200 | [6 empty] | 1 | 2200
DA | ESX | ESX1 |  | VN5610A Ethernet/CAN Interface | Mesurement Module |  | Non-MAE | 1500 | 3 | 4500 | [6 empty] | 3 | 4500
DA | ESX | ESX1 |  | Lauterbach LA-2707 | Flash Tool |  | Non-MAE | 4600 | 2 | 9200 | [6 empty] | 2 | 9200
DA | ESX | ESX1 |  | High Performance PC | PC / Monitor |  | MAE | 1700 | 7 | 11900 | [6 empty] | 2 | 3400
DA | ESX | ESX1 |  | Monitor | PC / Monitor |  | MAE | 300 | 7 | 2100 | [6 empty] | 2 | 600
DA | ESX | ESX1 |  | Cables | Others |  | Non-MAE | 1000 | 1 | 1000 | [6 empty] | 1 | 1000
DA | ESX | ESX2 |  | EA Power Supply-EA-2342-10-B | Power Supply |  | MAE | 900 | 3 | 2700 | [6 empty] | 3 | 2700
DA | ESX | ESX2 |  | CANoe | Software |  | Software | 8500 | 3 | 25500 | [6 empty] | 3 | 25500
DA | ESX | ESX2 |  | Canoe option.ethernet | Software |  | Software | 4000 | 3 | 12000 | [6 empty] | 3 | 12000
DA | ESX | ESX2 |  | Canoe option.XCP | Software |  | Software | 1600 | 3 | 4800 | [6 empty] | 2 | 3200
DA | ESX | ESX2 |  | VN5640 Ethernet/Can interface | Mesurement Module |  | Non-MAE | 2500 | 3 | 7500 | [6 empty] | 3 | 7500
DA | ESX | ESX2 |  | VN5640 option 100 base T1 (TGA110) ETH module | Mesurement Module |  | Non-MAE | 1000 | 3 | 3000 | [6 empty] | 3 | 3000
DA | ESX | ESX2 |  | PLS Debugger | Flash Tool |  | Non-MAE | 5000 | 2 | 10000 | [6 empty] | 2 | 10000
DA | ESX | ESX2 |  | High Performance PC | PC / Monitor |  | MAE | 1700 | 6 | 10200 | [6 empty] | 3 | 5100
DA | ESX | ESX2 |  | Monitor | PC / Monitor |  | MAE | 300 | 6 | 1800 | [6 empty] | 3 | 900
DA | ESX | ESX2 |  | Cables | Others |  | Non-MAE | 1000 | 1 | 1000 | [6 empty] | 1 | 1000
DA | ESX | ESX3 |  | EA Power Supply-EA-2342-10-B | Power Supply |  | MAE | 900 | 4 | 3600 | [6 empty] | 2 | 1800
DA | ESX | ESX3 |  | CANoe | Software |  | Software | 8500 | 2 | 17000 | [6 empty] | 2 | 17000
DA | ESX | ESX3 |  | Canoe option.ethernet | Software |  | Software | 4000 | 2 | 8000 | [6 empty] | 2 | 8000
DA | ESX | ESX3 |  | Canoe option.Flexray | Software |  | Software | 4200 | 2 | 8400 | [6 empty] | 2 | 8400
DA | ESX | ESX3 |  | Canoe option.XCP | Software |  | Software | 1600 | 2 | 3200 | [6 empty] | 2 | 3200
DA | ESX | ESX3 |  | CANoe | Software |  | Software | 8500 | 2 | 17000 | [6 empty] | 2 | 17000
DA | ESX | ESX3 |  | Canoe option.ethernet | Software |  | Software | 4000 | 2 | 8000 | [6 empty] | 2 | 8000
DA | ESX | ESX3 |  | VN5640 Ethernet/Can interface | Mesurement Module |  | Non-MAE | 2500 | 2 | 5000 | [6 empty] | 2 | 5000
DA | ESX | ESX3 |  | VN5640 option 100 base T1 (TGA110) ETH module | Mesurement Module |  | Non-MAE | 1000 | 2 | 2000 | [6 empty] | 2 | 2000
DA | ESX | ESX3 |  | VN5610A Ethernet/CAN Interface | Mesurement Module |  | Non-MAE | 1600 | 2 | 3200 | [6 empty] | 2 | 3200
DA | ESX | ESX3 |  | VN 7600 HW-Vector | Mesurement Module |  | Non-MAE | 2760 | 2 | 5520 | [6 empty] | 2 | 5520
DA | ESX | ESX3 |  | Lauterbach LA-2707 | Flash Tool |  | Non-MAE | 4600 | 2 | 9200 | [6 empty] | 1 | 4600
DA | ESX | ESX3 |  | PLS Debugger | Flash Tool |  | Non-MAE | 5000 | 2 | 10000 | [6 empty] | 1 | 5000
DA | ESX | ESX3 |  | High Performance PC | PC / Monitor |  | MAE | 1700 | 6 | 10200 | [6 empty] | 4 | 6800
DA | ESX | ESX3 |  | Monitor | PC / Monitor |  | MAE | 300 | 6 | 1800 | [6 empty] | 4 | 1200
DA | ESX | ESX3 |  | Cables | Others |  | Non-MAE | 1000 | 1 | 1000 | [6 empty] | 1 | 1000
DA | ESX | ESX4 |  | EA Power Supply-EA-2342-10-B | Power Supply |  | MAE | 900 | 10 | 9000 | [6 empty] | 4 | 3600
DA | ESX | ESX4 |  | CANoe | Software |  | Software | 8500 | 3 | 25500 | [6 empty] | 2 | 17000
DA | ESX | ESX4 |  | Canoe option.ethernet | Software |  | Software | 4000 | 3 | 12000 | [6 empty] | 2 | 8000
DA | ESX | ESX4 |  | Canoe option.Flexray | Software |  | Software | 4200 | 3 | 12600 | [6 empty] | 2 | 8400
DA | ESX | ESX4 |  | Canoe option.XCP | Software |  | Software | 1600 | 3 | 4800 | [6 empty] | 2 | 3200
DA | ESX | ESX4 |  | CANoe | Software |  | Software | 8500 | 3 | 25500 | [6 empty] | 2 | 17000
DA | ESX | ESX4 |  | Canoe option.XCP | Software |  | Software | 1600 | 3 | 4800 | [6 empty] | 2 | 3200
DA | ESX | ESX4 |  | VN5610A Ethernet/CAN Interface | Mesurement Module |  | Non-MAE | 1600 | 3 | 4800 | [6 empty] | 2 | 3200
DA | ESX | ESX4 |  | VN1640A | Mesurement Module |  | Non-MAE | 850 | 5 | 4250 | [6 empty] | 4 | 3400
DA | ESX | ESX4 |  | Lauterbach LA-2707 | Flash Tool |  | Non-MAE | 4600 | 3 | 13800 | [6 empty] | 3 | 13800
DA | ESX | ESX4 |  | Cables | Others |  | Non-MAE | 1000 | 2 | 2000 | [6 empty] | 2 | 2000
DA | ESX | ESX4 |  | RT-Rack | Lab Equipment |  | MAE | 5500 | 6 | 33000 | [6 empty] | 6 | 33000
DA | ESX | ESX4 |  | Oscilloscope | Lab Equipment |  | MAE | 10000 | 2 | 20000 | [6 empty] | 2 | 20000
DA | ESX | ESX4 |  | High Performance PC | PC / Monitor |  | MAE | 1700 | 15 | 25500 | [6 empty] | 6 | 10200
DA | ESX | ESX4 |  | Monitor | PC / Monitor |  | MAE | 300 | 15 | 4500 | [6 empty] | 6 | 1800
DA | ESX | ESX4 |  | Lab Table | Others |  | MAE | 500 | 15 | 7500 | [6 empty] | 15 | 7500
DA | ESX | ESX4 |  | ESD-Grounding | Others |  | Non-MAE | 1000 | 2 | 2000 | [6 empty] | 2 | 2000
DA | ESX | ESX4 |  | Keyman Dongle | Others |  | Non-MAE | 100 | 15 | 1500 | [6 empty] | 15 | 1500
DA | ESX | ESX4 |  | CAN Stress | Mesurement Module |  | Non-MAE | 4000 | 2 | 8000 | [6 empty] | 1 | 4000
DA | ESX | ESX4 |  | CANoe | Software |  | Software | 8500 | 2 | 17000 | [6 empty] | 1 | 8500
DA | ESX | ESX4 |  | Canoe option.ethernet | Software |  | Software | 4000 | 2 | 8000 | [6 empty] | 1 | 4000
DA | ESX | ESX4 |  | Canoe option.Flexray | Software |  | Software | 4200 | 2 | 8400 | [6 empty] | 1 | 4200
DA | ESX | ESX4 |  | Canoe option.XCP | Software |  | Software | 1600 | 2 | 3200 | [6 empty] | 1 | 1600
DA | ESX | ESX4 |  | VN5640 Ethernet/Can interface | Mesurement Module |  | Non-MAE | 2500 | 2 | 5000 | [6 empty] | 1 | 2500
DA | ESX | ESX4 |  | VN5640 option 100 base T1 (TGA110) ETH module | Mesurement Module |  | Non-MAE | 1000 | 2 | 2000 | [6 empty] | 1 | 1000
DA | ESX | ESX4 |  | CLARA | Mesurement Module |  | Non-MAE | 11000 | 2 | 22000 | [6 empty] | 2 | 22000
DA | ESX | ESX4 |  | RT-Rack | Lab Equipment |  | MAE | 5500 | 2 | 11000 | [6 empty] | 2 | 11000
DA | ESX | ESX4 |  | CANoe | Software |  | Software | 8500 | 2 | 17000 | [6 empty] | 2 | 17000
DA | ESX | ESX4 |  | Canoe option.XCP | Software |  | Software | 1600 | 2 | 3200 | [6 empty] | 2 | 3200
DA | ESX | ESX4 |  | VN5640 Ethernet/Can interface | Mesurement Module |  | Non-MAE | 2500 | 2 | 5000 | [6 empty] | 2 | 5000
DA | ESX | ESX4 |  | VN5640 option 100 base T1 (TGA110) ETH module | Mesurement Module |  | Non-MAE | 1000 | 2 | 2000 | [6 empty] | 2 | 2000
DA | ESX | ESX4 |  | CLARA | Mesurement Module |  | Non-MAE | 11000 | 2 | 22000 | [6 empty] | 2 | 22000
DA | ESX | ESX4 |  | RT-Rack | Lab Equipment |  | MAE | 5500 | 2 | 11000 | [6 empty] | 2 | 11000
DA | ESX | ESX4 |  | CLOE | Mesurement Module |  | Non-MAE | 10000 | 1 | 10000 | [6 empty] | 0 | 0
DA | ESX | ESX4 |  | VX1135D Bundle RB ADAS INT | Mesurement Module |  | Non-MAE | 6500 | 5 | 32500 | [6 empty] | 3 | 19500
DA | ESX | ESX5 |  | EA Power Supply-EA-2342-10-B | Power Supply |  | MAE | 900 | 4 | 3600 | [6 empty] | 3 | 2700
DA | ESX | ESX5 |  | CANoe | Software |  | Software | 8500 | 4 | 34000 | [6 empty] | 3 | 25500
DA | ESX | ESX5 |  | Canoe option.ethernet | Software |  | Software | 4000 | 1 | 4000 | [6 empty] | 1 | 4000
DA | ESX | ESX5 |  | Canoe option.XCP | Software |  | Software | 1600 | 4 | 6400 | [6 empty] | 3 | 4800
DA | ESX | ESX5 |  | VN1640A | Mesurement Module |  | Non-MAE | 850 | 6 | 5100 | [6 empty] | 6 | 5100
DA | ESX | ESX5 |  | Lauterbach | Flash Tool |  | Non-MAE | 4600 | 2 | 9200 | [6 empty] | 2 | 9200
DA | ESX | ESX5 |  | PLS | Flash Tool |  | Non-MAE | 5000 | 2 | 10000 | [6 empty] | 2 | 10000
DA | ESX | ESX5 |  | High Performance PC | PC / Monitor |  | MAE | 1700 | 7 | 11900 | [6 empty] | 5 | 8500
DA | ESX | ESX5 |  | Monitor | PC / Monitor |  | MAE | 300 | 7 | 2100 | [6 empty] | 5 | 1500
DA | ESX | ESX5 |  | Cables | Others |  | Non-MAE | 1000 | 2 | 2000 | [6 empty] | 2 | 2000
AD | ESP-AS | ESP-AS5 | VMC | High performance laptops for VMC SIM |  |  | MAE | 600 | 20 | 12000 | [6 empty] | 20 | 12000
AD | ESP-AS | ESP-AS5 | VMC | Matlab License |  |  | Software | 540 | 30 | 16200 | [6 empty] | 30 | 16200
AD | ESP-AS | ESP-AS5 | VMC | CI ChargesCarmaker License - Individual |  |  | Software | 150 | 30 | 4500 | [6 empty] | 30 | 4500
AD | ESZ | ESZ1 |  | ESD-Grounding |  |  | Non-MAE | 200 | 21 | 4200 | [6 empty] | 21 | 4200
AD | ESZ | ESZ1 |  | Vector Option Driver Assistance |  |  | Software | 3000 | 10 | 30000 | [6 empty] | 10 | 30000
AD | AD-ALL |  |  | CI Charges - (DOORS/ MATLAB/ IBM RATIONAL/Simulink) Licenses |  |  | Software | 13142 | 1 | 13142 | [6 empty] | 1 | 13142
AD | ESZ | ESZ |  | Vehicle Demo |  |  | MAE | 57142 | 1 | 57142 | [6 empty] | 1 | 57142
2WP | ESB | 2WP | 2WP | Power Supply 12V/30A - Standard | Power Supply |  | MAE | 4200 | 2 | 8400 | [6 empty] | 2 | 8400
2WP | ESB | 2WP | 2WP | i7 processor PC | PC / Monitor |  | MAE | 875.9124 | 2 | 1751.8248 | [6 empty] | 2 | 1751.8248
2WP | ESB | 2WP | 2WP | Win7 Server for 2WP (Development) | Server |  | MAE | 1200 | 2 | 2400 | [6 empty] | 2 | 2400
2WP | ESB | 2WP | General | Breakout Box 16 pin | Break-out Box |  | Non-MAE | 1500 | 2 | 3000 | [6 empty] | 2 | 3000
2WP | ESB | 2WP | General | Breakout Box 18 pin | Break-out Box |  | Non-MAE | 1500 | 2 | 3000 | [6 empty] | 2 | 3000
2WP | ESB | 2WP | eBIke | CANoe | CANoe |  | Software | 8864.4 | 1 | 8864.4 | CAN FD support | [5 empty] | 1 | 8864.4
2WP | ESP-AS | 2WP | Honda Talon & SxS ESP Platform | CCHIL New System | Lab Equipment |  | MAE | 108000 | 1 | 108000 | [6 empty] | 1 | 108000
2WP | ESP-AS | 2WP | Honda Talon & SxS ESP Platform | CANoe | CANoe |  | Software | 8864.4 | 1 | 8864.4 | [6 empty] | 1 | 8864.4
2WP | ESP-AS | 2WP | Honda Talon & SxS ESP Platform | VX1132 | Measurement Module |  | Non-MAE | 5130 | 1 | 5130 | [6 empty] | 1 | 5130
2WP | ESP-AS | 2WP | Honda Talon & SxS ESP Platform | Harness-154 pin Gen 9.3 - Emu - ET | ECU Wiring Harness |  | Non-MAE | 5400 | 1 | 5400 | [6 empty] | 1 | 5400
2WP | ESP-AS | 2WP | Honda Talon & SxS ESP Platform | Harness-46 pin Gen 9.3 - AECU - ET | ECU Wiring Harness |  | Non-MAE | 2400 | 1 | 2400 | [6 empty] | 1 | 2400
2WP | ESP-AS | 2WP | Honda Talon & SxS ESP Platform | Breakout Box-154 pin | Labcar / Test System Accessories |  | Non-MAE | 3072 | 1 | 3072 | [6 empty] | 1 | 3072
2WP | ESP-AS | 2WP | Honda Talon & SxS ESP Platform | Breakout Box 48 pin | Break-out Box |  | Non-MAE | 2451 | 1 | 2451 | [6 empty] | 1 | 2451
2WP | ESP-AS | 2WP | Honda Talon & SxS ESP Platform | HS+ | Measurement Module |  | Non-MAE | 660 | 1 | 660 | [6 empty] | 1 | 660
2WP | ESP-AS | 2WP | Honda Talon & SxS ESP Platform | Power supply-12V,5A | Power Supply |  | MAE | 131.3869 | 1 | 131.3869 | [6 empty] | 0 | 0 | considered in Lab Mgmt team planning centrally
2WP | ESP-AS | 2WP | Honda Talon & SxS ESP Platform | JTAG-Reneas for Gen 9.3 | Flashing Tool HW |  | Non-MAE | 600 | 1 | 600 | [6 empty] | 1 | 600
2WP | ESP-AS | 2WP | Honda Talon & SxS ESP Platform | IIS MM8 real sensor box | Sensor Module |  | Non-MAE | 360 | 1 | 360 | [6 empty] | 1 | 360
2WP | ESP-AS | 2WP | Honda Talon & SxS ESP Platform | MotSim4 with Cable | Labcar / Test System Accessories |  | Non-MAE | 12000 | 1 | 12000 | [6 empty] | 0 | 0 | considered in Lab Mgmt team planning centrally
2WP | ESB | 2WP | eBIke | VX1132 | Measurement Module |  | Non-MAE | 5130 | 1 | 5130 | CAN FD support | [5 empty] | 1 | 5130
2WP | ESP-IS | ESP-IS1 | HSW | Lab Accessories, Reexporting & repairing Charges-Lab Accessories | Lab Miscellaneous |  | Non-MAE | 24000 | 1 | 24000 | Logic analyzer: 1 Nos CS990 board-Step-EA: 5 Nos CS980 board-Step-BC: 5 Nos SMI850 : 2 Nos Pressure sensor- DS30 : 2 Nos | [5 empty] | 1 | 24000
2WP | ESP-IS | ESP-IS1 | HSW | Controller Boards-Gen 9.3 | Labcar / Test System Accessories |  | Non-MAE | 1200 | 8 | 9600 | [6 empty] | 8 | 9600
2WP | ESP-IS | ESP-IS1 | HSW | Breakout Box-154 pin | Labcar / Test System Accessories |  | Non-MAE | 3072 | 1 | 3072 | [6 empty] | 1 | 3072
2WP | ESB | 2WP | CI-Charges | CI Charges for Matlab & Simulink Toolboxes | CI Charges |  | Software | 2700 | 1 | 2700 | Considetring all departments under 2WP | [5 empty] | 1 | 2700
2WP | ESB | 2WP | CI-Charges | CI charges for other software | CI Charges | #REF! | Software | 12000 | 1 | 12000 | Considetring all departments under 2WP | [5 empty] | 1 | 12000
2WP | ESB | 2WP | CI-Charges | CI Charges for MSDN | CI Charges |  | Software | 500 | 1 | 500 | Considetring all departments under 2WP | [5 empty] | 1 | 500
2WP | ESB | 2WP | CI-Charges | CI Charges for IBM Rational ALM tools | CI Charges |  | Software | 20000 | 1 | 20000 | Considetring all departments under 2WP | [5 empty] | 1 | 20000
2WP | ESB | 2WP | CI-Charges | Desktop/Laptop - CI Provided | CI Charges |  | Non-MAE | 408 | 140 | 57120 | Considetring all departments under 2WP | [5 empty] | 0 | 0 | This will be charged separately. Will be confirmed with kalmath
2WP | ESD-PP | ESD-PP1 | Yamaha, Kawasaki, Honda | Power supply-Aplab | Power Supply |  | MAE | 120 | 2 | 240 | [6 empty] | 2 | 240
2WP | ESD-PP | ESD-PP1 | Yamaha, Kawasaki, Honda | Lauterbach POWER MODULE-3500 | Measurement Module |  | Non-MAE | 1911.5082 | 2 | 3823.0164 | [6 empty] | 2 | 3823.0164
2WP | ESD-PP | ESD-PP1 | Yamaha, Kawasaki, Honda | IC50389 MPC55xx /56xx/57xx/58xx Debug license | Debugger SW |  | Software | 1860 | 2 | 3720 | [6 empty] | 2 | 3720
2WP | ESD-PP | ESD-PP1 | Yamaha, Kawasaki, Honda | VN 1610 HW-Vector 2XCAN | Measurement |  | Non-MAE | 12000 | 2 | 24000 | [6 empty] | 2 | 24000
2WP | ESD-PP | ESD-PP1 | Yamaha, Kawasaki, Honda | Canalyzer | CANalyser |  | Software | 2364 | 2 | 4728 | [6 empty] | 2 | 4728
2WP | ESD-PP | ESD-PP1 | Yamaha, Kawasaki, Honda | TOE Power Supply-TOE 8952-40 PS | Power Supply |  | MAE | 1920 | 2 | 3840 | [6 empty] | 2 | 3840
2WP | ESD-PP | ESD-PP1 | Yamaha, Kawasaki, Honda | LAUTERBACH J-TAG DEBUGGER-3737 | Flashing Tool HW |  | Non-MAE | 2099.7518 | 2 | 4199.5036 | [6 empty] | 2 | 4199.5036
2WP | ESD-PP | ESD-PP1 | Yamaha, Kawasaki, Honda | Lauterbach Mictor Connector-3722 | Labcar / Test System Accessories |  | Non-MAE | 169.2117 | 2 | 338.4234 | [6 empty] | 2 | 338.4234
2WP | ESD-PP | ESD-PP1 | Yamaha, Kawasaki, Honda | LAUTERBACH J-TAG DEBUGGER-7960X | Flashing Tool HW |  | Non-MAE | 892.3066 | 2 | 1784.6131 | [6 empty] | 2 | 1784.6131
2WP | ESD-PP | ESD-PP1 | Yamaha, Kawasaki, Honda | Lauterbach POWER MODULE-3500 | Measurement Module |  | Non-MAE | 1911.5082 | 2 | 3823.0164 | [6 empty] | 2 | 3823.0164
2WP | ESD-PP | ESD-PP1 | Yamaha, Kawasaki, Honda | VN 1610 HW-Vector 2XCAN | Measurement |  | Non-MAE | 12000 | 2 | 24000 | [6 empty] | 2 | 24000
2WP | ESD-PP | ESD-PP1 | Yamaha, Kawasaki, Honda | Canalyzer | CANalyser |  | Software | 2364 | 2 | 4728 | [6 empty] | 2 | 4728
2WP | ESD-PP | ESD-PP1 | Yamaha, Kawasaki, Honda | IC50389 MPC55xx /56xx/57xx/58xx Debug license | Debugger SW |  | Software | 1860 | 2 | 3720 | [6 empty] | 2 | 3720
2WP | ESD-PP | ESD-PP1 | Yamaha, Kawasaki, Honda | Canoe option.XCP | CANoe |  | Software | 1616.6569 | 2 | 3233.3139 | [6 empty] | 2 | 3233.3139
2WP | ESD-PP | ESD-PP1 | Yamaha, Kawasaki, Honda | VN5610A Ethernet/CAN Interface | Measurement Module |  | Non-MAE | 1525.4307 | 2 | 3050.8613 | [6 empty] | 2 | 3050.8613
2WP | ESD-PP | ESD-PP5 | 2WP | TOE Power Supply-TOE 8950-40 PS | Power Supply |  | MAE | 1920 | 2 | 3840 | [6 empty] | 2 | 3840
2WP | ESD-PP | ESD-PP5 | 2WP | CANoe | CANoe |  | Software | 8864.4 | 2 | 17728.8 | [6 empty] | 2 | 17728.8
2WP | ESD-PP | ESD-PP5 | 2WP | Canoe option.ethernet | CANoe |  | Software | 3934.5401 | 2 | 7869.0803 | [6 empty] | 2 | 7869.0803
BEG | ESE | ESE1 | BEG | CCHIL New System | Lab Equipment |  | MAE | 108000 | 1 | 108000 | [6 empty] | 0 | 0 | removed as per confirmation from Anand
BEG | ESE | ESE1 | BEG | ES4441 | Sub unit of Test System |  | MAE | 30000 | 1 | 30000 | [6 empty] | 0 | 0 | removed as per confirmation from Anand
BEG | ESE | ESE1 | BEG | MotSim4 with Cable | Lab Equipment |  | MAE | 18000 | 1 | 18000 | 1 quantity is High Priority | [5 empty] | 0 | 0 | considered in Lab Mgmt team planning centrally
BEG | ESE | ESE1 | BEG | PC's | PC / Monitor |  | MAE | 1000 | 3 | 3000 | For CSW4SIL and CARMaker (2 quantity is high priority) | [5 empty] | 3 | 3000
BEG | ESE | ESE1 | BEG | Harness-38 pin Gen 9 - AECU - ET | ECU Wiring Harness |  | Non-MAE | 3000 | 1 | 3000 | Harness - 215015ESP9FR_ADP38RB option Flexray | [5 empty] | 1 | 3000
BEG | ESE | ESE1 | BEG | Harness-46 pin Gen 9.3 - AECU - ET | ECU Wiring Harness |  | Non-MAE | 2400 | 1 | 2400 | Newly added in Template. Please update the cost. Harness number - 235026E6XASG_APB C_Muster | [5 empty] | 1 | 2400
BEG | ESE | ESE1 | BEG | Harness-154 pin Gen 9.3 - Emu - ET | ECU Wiring Harness |  | Non-MAE | 5400 | 1 | 5400 | Harness - 265069E75XXP-UHD with Adapter kit AECU60211 (1 for ESP 9.3 UHD | [5 empty] | 1 | 5400
BEG | ESE | ESE1 | BEG | Harness-46 pin Gen 9.3 - AECU - ET | ECU Wiring Harness |  | Non-MAE | 2400 | 2 | 4800 | Harness - 265076E71XXS-APB (1 for ESP 9.3) and Harness - 265070E7500S-UHD with Adapter kit AECU60211 (1 for ESP 9.3 UHD) | [5 empty] | 2 | 4800
BEG | ESE | ESE1 | BEG | Harness-154 pin Gen 9.3 - Emu - IPB | ECU Wiring Harness |  | Non-MAE | 2400 | 1 | 2400 | Latest available Harness compatible for many projects | [5 empty] | 1 | 2400
BEG | ESE | ESE1 | BEG | Harness-46 pin Gen 9.3 - AECU - IPB | ECU Wiring Harness |  | Non-MAE | 2400 | 1 | 2400 | Latest available Harness compatible for many projects | [5 empty] | 1 | 2400
BEG | ESE | ESE1 | BEG | VN 7600 HW-Vector | Measurement |  | Non-MAE | 15600 | 2 | 31200 | Used for Flexray with Canalyzer / CANoe and also for CANApe | [5 empty] | 0 | 0 | considered in Lab Mgmt team planning centrally
BEG | ESE | ESE1 | BEG | IIS_MM8_SIM box | Sensor Module |  | Non-MAE | 1320 | 2 | 2640 | [6 empty] | 2 | 2640
BEG | ESE | ESE1 | BEG | Failure Simulation Box-IB2 | Labcar / Test System Accessories |  | Non-MAE | 3072 | 1 | 3072 | [6 empty] | 1 | 3072
BEG | ESE | ESE1 | BEG | Failure Simulation Box-IPB | Labcar / Test System Accessories |  | Non-MAE | 3300 | 1 | 3300 | [6 empty] | 1 | 3300
BEG | ESE | ESE1 | BEG | Decade Capacitance Box | Labcar / Test System Accessories |  | Non-MAE | 90 | 1 | 90 | [6 empty] | 1 | 90
BEG | ESE | ESE1 | BEG | Decade Resistance Box | Labcar / Test System Accessories |  | Non-MAE | 90 | 1 | 90 | [6 empty] | 1 | 90
BEG | ESE | ESE1 | BEG | Flexray with CANalyzer | CANalyser |  | Software | 3810 | 1 | 3810 | Software license | [5 empty] | 0 | 0 | considered in Lab Mgmt team planning centrally
BEG | ESE | ESE1 | BEG | Flexray with CANoe | CANoe |  | Software | 13202.4 | 1 | 13202.4 | Software license | [5 empty] | 1 | 13202.4
BEG | ESE | ESE1 | BEG | Canape | CANape |  | Software | 5095.7664 | 2 | 10191.5328 | [6 empty] | 1 | 5095.7664
BEG | ESE | ESE1 | BEG | CAN Stress Hardware | Measurement Module |  | Non-MAE | 4800 | 1 | 4800 | CAN Simulation tests | [5 empty] | 1 | 4800
BEG | ESE | ESE1 | BEG | Temperature monitoring sensor for iBooster | Labcar / Test System Accessories |  | Non-MAE | 600 | 1 | 600 | [6 empty] | 0 | 0 | considered in Lab Mgmt team planning centrally
BEG | ESE | ESE1 | BEG | Harness- Bbox 57 pin Socket Gen 9.3 - AECU - ET | Labcar / Test System Accessories |  | Non-MAE | 2400 | 1 | 2400 | Harness - 295002ESP9_BBOX. Basic box will have cables to be connected only to Labcar. Adapter to AECU has to be oredered separately | [5 empty] | 1 | 2400
BEG | ESE | ESE1 | BEG | Harness - 38 pin Adapter Cable Gen 9.3 - AECU - ET | Labcar / Test System Accessories |  | Non-MAE | 2400 | 1 | 2400 | Adapter Cables - 295003ESP9_ADP38RB for connecting AECU with 295002 BBox | [5 empty] | 1 | 2400
BEG | ESE | ESE1 | BEG | APB Button for McLaren project | Lab Miscellaneous |  | Non-MAE | 240 | 1 | 240 | Project specific APB Button | [5 empty] | 0 | 0 | Project specific item. Cannot be purchased
BEG | ESE | ESE1 | BEG | Bootblock Hardware - Customer Tool | Measurement Module |  | Non-MAE | 3600 | 1 | 3600 | Project specific Flashing tool - No cost info available | [5 empty] | 1 | 3600
BEG | ESE | ESE1 | BEG | JTAG-Reneas for Gen 9.3 | Flashing Tool HW |  | Non-MAE | 600 | 1 | 600 | If not ordered in VKM 2019 | [5 empty] | 1 | 600
BEG | ESE | ESE1 | BEG | Controller Boards-Gen 9.3 | Labcar / Test System Accessories |  | Non-MAE | 1200 | 3 | 3600 | D3 Controller for Release tests and Bootloader developement tests | [5 empty] | 3 | 3600
BEG | ESE | ESE1 | BEG | Monitor | PC / Monitor |  | MAE | 180 | 3 | 540 | [6 empty] | 3 | 540
BEG | ESE | ESE1 | BEG | Breakout Box-154 pin | Labcar / Test System Accessories |  | Non-MAE | 3072 | 1 | 3072 | IPB Breakout Box 154 pin | [5 empty] | 1 | 3072
BEG | ESA-PW | PW1 | BEG | VN 1640A HW + SW | Labcar / Test System Accessories |  | Non-MAE | 14000 | 3 | 42000 | [6 empty] | 3 | 42000
BEG | ESA-PW | PW1 | BEG | TSG4 harness | ECU Wiring Harness |  | Non-MAE | 553.8462 | 2 | 1107.6923 | [6 empty] | 2 | 1107.6923
BEG | ESA-PW | PW1 | BEG | Flash Tool - Renesas E1 | Flashing Tool SW |  | Software | 154.8 | 2 | 309.6 | [6 empty] | 2 | 309.6
BEG | ESA-PW | PW1 | BEG | PowerPritt | Lab Equipment |  | MAE | 120 | 2 | 240 | [6 empty] | 2 | 240
BEG | ESA-PW | PW1 | BEG | AB10 NEC Flash Tool | Flashing Tool SW |  | Software | 300 | 2 | 600 | [6 empty] | 2 | 600
BEG | ESD-ST | ST2 | BEG | Clara Industrial PC and Accessories | PC/Monitor |  | MAE | 4000 | 2 | 8000 | [6 empty] | 2 | 8000
BEG | ESD-ST | ST2 | BEG | PC's | PC/Monitor |  | MAE | 1000 | 2 | 2000 | [6 empty] | 2 | 2000
BEG | ESD-ST | ST2 | BEG | Monitor | PC/Monitor |  | MAE | 180 | 4 | 720 | [6 empty] | 4 | 720
BEG | ESD-ST | ST2 | BEG | TOE Power Supply-TOE 8952-40 PS | Power Supply |  | MAE | 1920 | 2 | 3840 | [6 empty] | 2 | 3840 | TOE 8952 with LAN(Ethernet)
BEG | ESD-ST | ST2 | BEG | VN1610 CAN Network Interface | Measurement Module |  | Non-MAE | 635.2701 | 2 | 1270.5401 | [6 empty] | 2 | 1270.5401
BEG | ESD-ST | ST2 | BEG | Canalyzer | CANalyser |  | Software | 2364 | 2 | 4728 | [6 empty] | 2 | 4728
BEG | ESD-ST | ST2 | BEG | Canape | CANape |  | Software | 5096 | 2 | 10192 | [6 empty] | 2 | 10192
BEG | ESD-ST | ST2 | BEG | CANoe | CANoe |  | Software | 8864 | 1 | 8864 | [6 empty] | 1 | 8864
BEG | ESD-ST | ST2 | BEG | Canoe option.Diva | CANoe |  | Software | 4887 | 1 | 4887 | [6 empty] | 1 | 4887
BEG | ESD-ST | ST2 | BEG | Canoe option.ethernet | CANoe |  | Software | 3942 | 1 | 3942 | [6 empty] | 1 | 3942
BEG | ESD-ST | ST2 | BEG | Harness Making | ECU Wiring Harness |  | Non-MAE | 1000 | 2 | 2000 | [6 empty] | 2 | 2000
BEG | ESD-ST | ST2 | BEG | XETK cable | Labcar / Test System Accessories |  | Non-MAE | 40 | 2 | 80 | [6 empty] | 2 | 80
BEG | ESD-ST | ST2 | BEG | XETK Power Cable | Labcar / Test System Accessories | #N/A | Non-MAE | 40 | 2 | 80 | [6 empty] | 2 | 80
BEG | ESD-ST | ST2 | BEG | Peak CAN card | Labcar / Test System Accessories |  | Non-MAE | 18 | 4 | 72 | [6 empty] | 4 | 72
BEG | ESD-ST | ST2 | BEG | 120 Ohms Connector | Labcar / Test System Accessories | #REF! | Non-MAE | 18 | 4 | 72 | [6 empty] | 4 | 72
BEG | ESD-ST | ST2 | BEG | Intel 10GbE Ethernet Network Card | Lab Miscellaneous |  | Non-MAE | 401.4599 | 4 | 1605.8394 | [6 empty] | 4 | 1605.8394
BEG | ESD-ST | ST2 | BEG | EDIMAX USB to Ethernet Converter | Labcar / Test System Accessories |  | Non-MAE | 100 | 4 | 400 | [6 empty] | 4 | 400
BEG | ESD-ST | ST2 | BEG | PCAN IPEH-003001 | Lab Miscellaneous |  | Non-MAE | 34.1898 | 4 | 136.7591 | [6 empty] | 4 | 136.7591
BEG | ESD-ST | ST2 | BEG | Splitter cable | Lab Miscellaneous |  | Non-MAE | 3.6496 | 2 | 7.2993 | [6 empty] | 2 | 7.2993
BEG | ESD-ST | ST2 | BEG | CANcable 2Y | Lab Miscellaneous |  | Non-MAE | 28.8759 | 4 | 115.5036 | [6 empty] | 4 | 115.5036
BEG | ESD-ST | ST2 | BEG | Netgear Switch | Lab Equipment |  | MAE | 2400 | 2 | 4800 | [6 empty] | 2 | 4800
BEG | ESD-ST | ST2 | BEG | Gender Changer | Labcar / Test System Accessories |  | Non-MAE | 6 | 4 | 24 | [6 empty] | 4 | 24
BEG | ESD-ST | ST1 | BEG | Gender Changer | Labcar / Test System Accessories |  | Non-MAE | 6 | 4 | 24 | [6 empty] | 4 | 24
BEG | ESD-ST | ST1 | BEG | LAUTERBACH J-TAG DEBUGGER-7960X | Flashing Tool HW |  | Non-MAE | 892.3066 | 1 | 892.3066 | [6 empty] | 1 | 892.3066
BEG | ESD-ST | ST1 | BEG | Lauterbach POWER MODULE-3500 | Measurement Module |  | Non-MAE | 1911.5082 | 1 | 1911.5082 | [6 empty] | 1 | 1911.5082
BEG | ESD-ST | ST1 | BEG | LAUTERBACH J-TAG DEBUGGER-3743 | Flashing Tool HW |  | Non-MAE | 2099.7518 | 1 | 2099.7518 | [6 empty] | 1 | 2099.7518
BEG | ESD-ST | ST1 | BEG | LAUTERBACH J-TAG DEBUGGER-7843 | Flashing Tool HW |  | Non-MAE | 2097 | 1 | 2097 | [6 empty] | 1 | 2097
BEG | ESD-ST | ST1 | BEG | TOE Power Supply-TOE 8952-40 PS | Power Supply |  | MAE | 1920 | 2 | 3840 | [6 empty] | 2 | 3840
BEG | ESD-ST | ST1 | BEG | CANoe | CANoe |  | Software | 8864.4 | 2 | 17728.8 | [6 empty] | 2 | 17728.8
BEG | ESD-ST | ST1 | BEG | Camera Mount Vise | Labcar / Test System Accessories |  | Non-MAE | 160.5839 | 2 | 321.1679 | [6 empty] | 2 | 321.1679
BEG | ESD-ST | ST1 | BEG | Putty Cable | Labcar / Test System Accessories |  | Non-MAE | 40.8759 | 2 | 81.7518 | [6 empty] | 2 | 81.7518
BEG | ESD-ST | ST1 | BEG | Monitor | PC / Monitor |  | MAE | 180 | 4 | 720 | [6 empty] | 4 | 720
BEG | ESD-ST | ST1 | BEG | PC's | PC / Monitor |  | MAE | 1000 | 3 | 3000 | [6 empty] | 3 | 3000
BEG | ESD-ST | ST1 | BEG | VN1630A CAN/LIN Interface | Measurement Module |  | Non-MAE | 860 | 2 | 1720 | [6 empty] | 2 | 1720
BEG | ESD-FR | FR6 | BEG | TOE Power Supply-TOE 8952-40 PS | Power Supply |  | MAE | 1920 | 2 | 3840 | [6 empty] | 2 | 3840
BEG | ESD-FR | FR6 | BEG | CANoe | CANoe |  | Software | 8864.4 | 4 | 35457.6 | VN1610 | [5 empty] | 4 | 35457.6
BEG | ESD-FR | FR6 | BEG | Camera Mount Vise | Labcar / Test System Accessories |  | Non-MAE | 160.5839 | 2 | 321.1679 | [6 empty] | 2 | 321.1679
BEG | ESD-FR | FR6 | BEG | Gender Changer | Labcar / Test System Accessories |  | Non-MAE | 6 | 4 | 24 | Female to Female | [5 empty] | 4 | 24
BEG | ESD-FR | FR6 | BEG | Putty Cable | Labcar / Test System Accessories |  | Non-MAE | 40.8759 | 2 | 81.7518 | [6 empty] | 2 | 81.7518
BEG | ESD-FR | FR6 | BEG | Lauterbach POWER MODULE-3505 | Measurement Module |  | Non-MAE | 3043.9854 | 1 | 3043.9854 | [6 empty] | 1 | 3043.9854
BEG | ESD-FR | FR6 | BEG | LAUTERBACH J-TAG DEBUGGER-3743 | Flashing Tool HW |  | Non-MAE | 2099.7518 | 1 | 2099.7518 | [6 empty] | 1 | 2099.7518
BEG | ESD-FR | FR6 | BEG | LAUTERBACH J-TAG DEBUGGER-7843 | Flashing Tool HW |  | Non-MAE | 2097 | 1 | 2097 | [6 empty] | 1 | 2097
BEG | ESD-FR | FR6 | BEG | VN1630A CAN/LIN Interface | Measurement Module |  | Non-MAE | 860 | 2 | 1720 | [6 empty] | 2 | 1720
BEG | ESD-FR | FR6 | BEG | LAUTERBACH J-TAG DEBUGGER-7960X | Flashing Tool HW |  | Non-MAE | 892.3066 | 1 | 892.3066 | [6 empty] | 1 | 892.3066
BEG | ESD-FR | FR6 | BEG | CAN Piggy | Labcar / Test System Accessories |  | Non-MAE | 184.5547 | 1 | 184.5547 | [6 empty] | 1 | 184.5547
BEG | ESD-FR | FR6 | BEG | CANOE option.Ethernet | CANoe |  | Software | 3941.6058 | 3 | 11824.8175 | [6 empty] | 3 | 11824.8175
BEG | ESD-FR | FR6 | BEG | CANOE option.XCP | CANoe |  | Software | 1617.5182 | 1 | 1617.5182 | [6 empty] | 1 | 1617.5182
BEG | ESD-FR | FR6 | BEG | BRcable 2Y | Measurement Module |  | Non-MAE | 52.7299 | 3 | 158.1898 | [6 empty] | 3 | 158.1898
BEG | ESD-FR | FR6 | BEG | CANcable 2Y | Lab Miscellaneous |  | Non-MAE | 28.8759 | 6 | 173.2555 | [6 empty] | 6 | 173.2555
BEG | ESD-FR | FR6 | BEG | VN5610A Ethernet/CAN Interface | Measurement Module |  | Non-MAE | 1471.4161 | 3 | 4414.2482 | [6 empty] | 3 | 4414.2482
BEG | ESD-FR | FR6 | BEG | Monitor | PC / Monitor |  | MAE | 180 | 2 | 360 | [6 empty] | 2 | 360
BEG | ESD-FR | FR6 | BEG | PC's | PC / Monitor |  | MAE | 1000 | 1 | 1000 | [6 empty] | 1 | 1000
BEG | ESD-FR | FR6 | BEG | Aplab Power Supply-Aplab LQ6324P | Power Supply |  | MAE | 270.073 | 2 | 540.146 | [6 empty] | 2 | 540.146
BEG | ESD-FR | FR6 | BEG | Trendnet USB to Ethernet converter-Accessories | Labcar / Test System Accessories |  | Non-MAE | 120 | 4 | 480 | [6 empty] | 4 | 480
BEG | ESD-FR | FR6 | BEG | Canape | CANape |  | Software | 5095.7664 | 2 | 10191.5328 | [6 empty] | 2 | 10191.5328
BEG | ESD-FR | FR6 | BEG | Canalyzer | CANalyser |  | Software | 2364 | 2 | 4728 | [6 empty] | 2 | 4728
BEG | ESD-FR | FR6 | BEG | Canoe option.Flexray | CANoe |  | Software | 4218.9781 | 2 | 8437.9562 | [6 empty] | 2 | 8437.9562
BEG | ESD-FR | FR6 | BEG | VN8970 FR/CAN/LIN Interface | Measurement Module |  | Non-MAE | 2141.8394 | 2 | 4283.6788 | [6 empty] | 2 | 4283.6788
BEG | ESD-FR | FR6 | BEG | 6 Channel CAN Harness | Labcar / Test System Accessories |  | Non-MAE | 1200 | 2 | 2400 | [6 empty] | 2 | 2400
BEG | ESD-FR | FR6 | BEG | Lauterbach POWER MODULE-3505 | Measurement Module |  | Non-MAE | 3043.9854 | 2 | 6087.9708 | [6 empty] | 2 | 6087.9708
BEG | ESD-FR | FR6 | BEG | 120 Ohms Connector | Labcar / Test System Accessories |  | Non-MAE | 18 | 2 | 36 | [6 empty] | 2 | 36
BEG | ESD-FR | FR6 | BEG | VN8910 / VN8970 | Measurement Module |  | Non-MAE | 4126.8 | 2 | 8253.6 | [6 empty] | 2 | 8253.6
BEG | ESD-FR | FR6 | BEG | VN8970 FR/CAN/LIN Interface | Measurement Module |  | Non-MAE | 2141.8394 | 2 | 4283.6788 | [6 empty] | 2 | 4283.6788
BEG | ESD-FR | FR6 | BEG | Lauterbach Mictor Connector-3722 | Labcar / Test System Accessories |  | Non-MAE | 169.2117 | 2 | 338.4234 | [6 empty] | 2 | 338.4234
BEG | ESD-FR | FR6 | BEG | LAUTERBACH J-TAG DEBUGGER-3737 | Flashing Tool HW |  | Non-MAE | 2099.7518 | 2 | 4199.5036 | [6 empty] | 2 | 4199.5036
BEG | ESD-FR | FR6 | BEG | LAUTERBACH J-TAG DEBUGGER-3878 | Flashing Tool HW |  | Non-MAE | 2700 | 2 | 5400 | [6 empty] | 2 | 5400
BEG | ESD-FR | FR6 | BEG | LAUTERBACH J-TAG DEBUGGER-7960X | Flashing Tool HW |  | Non-MAE | 892.3066 | 2 | 1784.6131 | [6 empty] | 2 | 1784.6131
BEG | ESE | ESE1 | BEG | CARSIM | CARSIM |  | Software | 10000 | 0 | 0 | [6 empty] | 0 | 0
BEG | ESE | ESE1 | BEG | Matlab,Simulink (CI-Provided) | MATLAB |  | Software | 120000 | 3 | 360000 | [6 empty] | 0 | 0 | Centrally planned in AS (Considering ESE dept HC)
BEG | ESD-CN | ESD-CN4 | BEG | Carbox (USS Breakout box ) | Break-out Box |  | Non-MAE | 1272 | 4 | 5088 | [6 empty] | 2 | 2544
BEG | ESD-CN | ESD-CN4 | BEG | Multitester | Measurement Module |  | Non-MAE | 2280 | 4 | 9120 | [6 empty] | 2 | 4560
BEG | ESD-CN | ESD-CN4 | BEG | VX154X XCP measurement cable-Enclosure for 154X and VX1927D Zip wire flex | Measurement Module |  | Non-MAE | 120 | 4 | 480 | [6 empty] | 2 | 240
BEG | ESD-CN | ESD-CN4 | BEG | VX1348B XCP measurement Interface (GEN 5) | Measurement Module |  | Non-MAE | 94.8905 | 4 | 379.562 | [6 empty] | 2 | 189.781
BEG | ESD-CN | ESD-CN4 | BEG | VN 1630A HW-Vector 2XCAN | Measurement |  | Non-MAE | 12000 | 4 | 48000 | [6 empty] | 2 | 24000
BEG | ESD-CN | ESD-CN4 | BEG | VN7640 FR/Can/Lin/eth inetrface | Measurement Module |  | Non-MAE | 1680 | 4 | 6720 | [6 empty] | 2 | 3360
BEG | ESD-CN | ESD-CN4 | BEG | VN7640 FR/Can/Lin/eth inetrface | Measurement Module |  | Non-MAE | 1680 | 4 | 6720 | [6 empty] | 2 | 3360
BEG | ESD-CN | ESD-CN4 | BEG | Canoe option.XCP | CANoe |  | Software | 1617.5182 | 4 | 6470.073 | [6 empty] | 2 | 3235.0365
BEG | ESD-CN | ESD-CN4 | BEG | CANoe option.XCP-AMC | CANoe |  | Software | 240 | 4 | 960 | [6 empty] | 2 | 480
BEG | ESD-CN | ESD-CN4 | BEG | Canape | CANape |  | Software | 5095.7664 | 4 | 20383.0657 | [6 empty] | 2 | 10191.5328
BEG | ESD-CN | ESD-CN4 | BEG | CANape-AMC | CANape |  | Software | 1440 | 4 | 5760 | [6 empty] | 4 | 5760
BEG | ESD-CN | ESD-CN4 | BEG | CAN PiggY | Labcar / Test System Accessories |  | Non-MAE | 184.5547 | 4 | 738.219 | [6 empty] | 4 | 738.219
BEG | ESD-CN | ESD-CN4 | BEG | IC50389 MPC55xx /56xx/57xx/58xx Debug license | Debugger SW |  | Software | 1860 | 4 | 7440 | [6 empty] | 4 | 7440
BEG | ESD-CN | ESD-CN4 | BEG | IC50150 MPC5xxx Adaptor | Debugger HW |  | Non-MAE | 84 | 4 | 336 | [6 empty] | 4 | 336
BEG | ESD-CN | ESD-CN4 | BEG | IC50305 Multicore license | Debugger SW |  | Software | 948 | 4 | 3792 | [6 empty] | 4 | 3792
BEG | ESD-CN | ESD-CN2 | BEG | Clara Industrial PC and Accessories | PC / Monitor |  | MAE | 4000 | 2 | 8000 | [6 empty] | 2 | 8000
BEG | ESD-CN | ESD-CN2 | BEG | TOE Power Supply-TOE 8952-40 PS | Power Supply |  | MAE | 1920 | 5 | 9600 | [6 empty] | 5 | 9600
BEG | ESD-CN | ESD-CN2 | BEG | VN1610 CAN Network Interface | Measurement Module |  | Non-MAE | 635.2701 | 5 | 3176.3504 | [6 empty] | 5 | 3176.3504
BEG | ESD-CN | ESD-CN2 | BEG | Canalyzer | CANalyser |  | Software | 2364 | 5 | 11820 | [6 empty] | 5 | 11820
BEG | ESD-CN | ESD-CN2 | BEG | Canape | CANape |  | Software | 5095.7664 | 5 | 25478.8321 | [6 empty] | 5 | 25478.8321
BEG | ESD-CN | ESD-CN2 | BEG | CANcable 2Y | Lab Miscellaneous |  | Non-MAE | 28.8759 | 5 | 144.3796 | [6 empty] | 5 | 144.3796
BEG | ESD-CN | ESD-CN2 | BEG | XETK power cable | Labcar / Test System Accessories |  | Non-MAE | 40 | 5 | 200 | [6 empty] | 5 | 200
BEG | ESD-CN | ESD-CN2 | BEG | XETK cable | Interface Cable |  | Non-MAE | 116.7883 | 5 | 583.9416 | [6 empty] | 5 | 583.9416
BEG | ESD-CN | ESD-CN2 | BEG | 120 Ohms Connector | Labcar / Test System Accessories |  | Non-MAE | 18 | 3 | 54 | [6 empty] | 3 | 54
BEG | ESD-CN | ESD-CN2 | BEG | EDIMAX USB to Ethernet Converter | Labcar / Test System Accessories |  | Non-MAE | 100 | 5 | 500 | [6 empty] | 5 | 500
BEG | ESD-CN | ESD-CN2 | BEG | Lauterbach POWER MODULE-3500 | Measurement Module |  | Non-MAE | 1911.5082 | 2 | 3823.0164 | [6 empty] | 2 | 3823.0164
BEG | ESD-CN | ESD-CN2 | BEG | LAUTERBACH J-TAG DEBUGGER-3737 | Flashing Tool HW |  | Non-MAE | 2099.7518 | 2 | 4199.5036 | [6 empty] | 2 | 4199.5036
BEG | ESD-CN | ESD-CN2 | BEG | 6 Channel CAN Harness | Labcar / Test System Accessories |  | Non-MAE | 1200 | 5 | 6000 | [6 empty] | 5 | 6000
BEG | ESD-CN | ESD-CN2 | BEG | PC's | PC / Monitor |  | MAE | 1000 | 5 | 5000 | [6 empty] | 5 | 5000
BEG | ESD-CN | ESD-CN4 | BEG | CANoe | CANoe |  | Software | 8864.4 | 2 | 17728.8 | [6 empty] | 2 | 17728.8
BEG | ESD-CN | ESD-CN4 | BEG | VT_System | Power Supply |  | MAE | 7040 | 4 | 28160 | [6 empty] | 2 | 14080